## Annual Summary
ANNUAL BUDGET
CAPITAL ASSET MANAGEMENT PLAN
BAXTER WATER UTILITY
2024-09-23
| Projected Yearly Expenditures |  |  |  |  | 5-Year Annual
| 2025 | 2026 | 2027 | 2028 | 2029 | Average | Notes
Water CAMP Update | 7500 | 8000 | 8500 | 9000 | 9500 | 8500 | SEH Annual Update
Wells | 0 | 101461.6969 | 1626896.945 | 17997.0894 | 0 | 349271.1463
WTP | 569183.5857 | 7068.3936 | 2765003.1541 | 66762.2869 | 17954.6394 | 685194.4119
Water Towers | 538046.7251 | 26049.1797 | 195656.3685 | 2237.2898 | 4164.4461 | 153230.8019
Interconnect Building | 3550.05 | 319.5045 | 336977.1694 | 352.2537 | 4315.108 | 69102.8171
Water Main | 150000 | 150000 | 150000 | 150000 | 150000 | 150000 | Repairs to Water System
Hydrants | 15071.1094 | 15824.6648 | 497147.6707 | 63505.9625 | 647211.2465 | 247752.1308
Plastic Tees
Annual Total | 1283351.4702 | 308723.4395 | 5580181.3076 | 309854.8824 | 833145.44 | 1663051.3079

## Wells
BAXTER WATER UTILITY CAPITAL ASSET MANAGEMENT PLAN - WELLS | [8 empty] | SEH File: | C:\Users\tthompson\AppData\Local\Microsoft\Windows\INetCache\Content.Outlook\G3B1OTAF\[Baxter Water System CAMP.v5.xlsx]Annual Summary
[6 empty] | Annual Interest Rate: | 5% |  | Current Year: | 2024
| Room Name | Facility Element | Type of Equipment | Equipment Name | Quantity | Year New | Unit Value | Subtotal Value | 15% General Contractor Markup Value | Installed Construction Value | Useful Life | Years Between Repair/Update | Last Year Repaired | O&M Percentage of Total Installed Replacement Value | Current Installed Construction Value | 10% Project Contingency Value | 15% Engineering, Admin, Legal, Etc… | Project Replacement Value Total | Original O&M Cost Per Year | Projected Yearly Expenditures | [16 empty] | Projected Yearly Expenditures | [16 empty] | Projected Yearly Expenditures
[6 empty] | (--) | ($) | ($) | ($) | ($) | (Years) | (Years) | (--) | (%) | ($) | ($) | ($) | ($) | ($) | 2022 | 2023 | 2024 | 2025 | 2026 | 2027 | 2028 | 2029 | 2030 | 2031 | 2032 | 2033 | 2034 | 2035 | 2036 | 2037 | 2038 | 2039 | 2040 | 2041 | 2042 | 2043 | 2044 | 2045 | 2046 | 2047 | 2048 | 2049 | 2050 | 2051 | 2052 | 2053 | 2054 | 2055 | 2056 | 2057 | 2058 | 2059 | 2060 | 2061 | 2062 | 2063 | 2064 | 2065 | 2066 | 2067
| Outside of Garage | Electrical | MCCs | Well Control Panel (WP-01 & WP-02) | 2 | 2007 | 35000 | 70000 | 10500 | 80500 | 20 | 20 | 2007 | 2% | 184507.4746 | 18450.7475 | 30443.7333 | 233401.9553 | 1610 | 0 | 0 | 0 | 0 | 0 | 235767.6956 | 0 | 0 | 0 | 0 | 0 | 0 | 0 | 0 | 0 | 0 | 0 | 0 | 0 | 0 | 0 | 0 | 0 | 0 | 0 | 625561.8857 | 0 | 0 | 0 | 0 | 0 | 0 | 0 | 0 | 0 | 0 | 0 | 0 | 0 | 0 | 0 | 0 | 0 | 0 | 0 | 1659801.9159
|  | Well 1R |  | Well approx 135 feet deep Replacement & Rehab | 1 | 2007 | 120000 | 120000 | 18000 | 138000 | 20 | 5 | 2011 | 20% | 316298.5279 | 31629.8528 | 52189.2571 | 400117.6377 | 27600 | 0 | 0 | 0 | 0 | 30429 | 202086.5963 | 0 | 0 | 0 | 38835.9717 | 0 | 0 | 0 | 0 | 49565.6346 | 0 | 0 | 0 | 0 | 63259.7056 | 0 | 0 | 0 | 0 | 80737.1959 | 536195.9021 | 0 | 0 | 0 | 103043.3945 | 0 | 0 | 0 | 0 | 131512.3845 | 0 | 0 | 0 | 0 | 167846.8316 | 0 | 0 | 0 | 0 | 214219.8165 | 1422687.3565
|  |  | Well Pump | Submersible Pump & Column Replacement & Rehab | 1 | 2007 | 80000 | 80000 | 12000 | 92000 | 10 | 5 | 2011 | 20% | 210865.6852 | 21086.5685 | 34792.8381 | 266745.0918 | 18400 | 0 | 0 | 0 | 0 | 20286 | 134724.3975 | 0 | 0 | 0 | 25890.6478 | 0 | 0 | 0 | 0 | 33043.7564 | 219451.8472 | 0 | 0 | 0 | 42173.137 | 0 | 0 | 0 | 0 | 53824.7972 | 357463.9347 | 0 | 0 | 0 | 68695.5963 | 0 | 0 | 0 | 0 | 87674.923 | 582271.0825 | 0 | 0 | 0 | 111897.8877 | 0 | 0 | 0 | 0 | 142813.211 | 948458.2376
|  |  | Door | Well Vault (manhole) | 1 | 2007 | 25000 | 25000 | 3750 | 28750 | 50 | 25 | 2007 | 1% | 65895.5266 | 6589.5527 | 10872.7619 | 83357.8412 | 287.5 | 0 | 0 | 0 | 0 | 0 | 0 | 0 | 0 | 0 | 0 | 424.7684 | 0 | 0 | 0 | 0 | 0 | 0 | 0 | 0 | 0 | 0 | 0 | 0 | 0 | 0 | 0 | 0 | 0 | 0 | 0 | 0 | 0 | 0 | 0 | 0 | 181959.7133 | 0 | 0 | 0 | 0 | 0 | 0 | 0 | 0 | 0 | 0
|  |  | Meter | Magmeter | 1 | 2022 | 2500 | 2500 | 375 | 2875 | 10 | 5 | 2022 | 1% | 3169.6875 | 316.9688 | 522.9984 | 4009.6547 | 28.75 | 3298.7528 | 0 | 0 | 0 | 0 | 33.2817 | 0 | 0 | 0 | 0 | 5373.3208 | 0 | 0 | 0 | 0 | 54.2124 | 0 | 0 | 0 | 0 | 8752.5733 | 0 | 0 | 0 | 0 | 88.3063 | 0 | 0 | 0 | 0 | 14257.0197 | 0 | 0 | 0 | 0 | 143.8417 | 0 | 0 | 0 | 0 | 23223.1827 | 0 | 0 | 0 | 0 | 234.3029
|  |  | Valve | Check Valve | 1 | 2007 | 2500 | 2500 | 375 | 2875 | 10 | 5 | 2007 | 1% | 6589.5527 | 658.9553 | 1087.2762 | 8335.7841 | 28.75 | 26.0771 | 0 | 0 | 0 | 0 | 4210.1374 | 0 | 0 | 0 | 0 | 42.4768 | 0 | 0 | 0 | 0 | 6857.8702 | 0 | 0 | 0 | 0 | 69.1903 | 0 | 0 | 0 | 0 | 11170.748 | 0 | 0 | 0 | 0 | 112.7037 | 0 | 0 | 0 | 0 | 18195.9713 | 0 | 0 | 0 | 0 | 183.5825 | 0 | 0 | 0 | 0 | 29639.3199
|  |  | Valve | Manual Gate Valve | 1 | 2007 | 1500 | 1500 | 225 | 1725 | 20 | 10 | 2007 | 1% | 3953.7316 | 395.3732 | 652.3657 | 5001.4705 | 17.25 | 0 | 0 | 0 | 0 | 0 | 2526.0825 | 0 | 0 | 0 | 0 | 0 | 0 | 0 | 0 | 0 | 32.5274 | 0 | 0 | 0 | 0 | 0 | 0 | 0 | 0 | 0 | 6702.4488 | 0 | 0 | 0 | 0 | 0 | 0 | 0 | 0 | 0 | 86.305 | 0 | 0 | 0 | 0 | 0 | 0 | 0 | 0 | 0 | 17783.592
|  |  | Transducer | Water Level Probe | 1 | 2018 | 5000 | 5000 | 750 | 5750 | 5 | 5 | 2023 | 2% | 7705.5499 | 770.555 | 1271.4157 | 9747.5207 | 115 | 0 | 6927.381 | 0 | 0 | 0 | 0 | 8841.2886 | 0 | 0 | 0 | 0 | 11283.9736 | 0 | 0 | 0 | 0 | 14401.5275 | 0 | 0 | 0 | 0 | 18380.404 | 0 | 0 | 0 | 0 | 23458.5707 | 0 | 0 | 0 | 0 | 29939.7413 | 0 | 0 | 0 | 0 | 38211.5398 | 0 | 0 | 0 | 0 | 48768.6837 | 0 | 0 | 0 | 0
|  | Well 2R |  | Well approx 135 feet deep Replacement & Rehab | 1 | 2007 | 120000 | 120000 | 18000 | 138000 | 20 | 3 | 2024 | 20% | 316298.5279 | 31629.8528 | 52189.2571 | 400117.6377 | 27600 | 0 | 0 | 27600 | 0 | 0 | 202086.5963 | 0 | 0 | 36986.6397 | 0 | 0 | 42816.6588 | 0 | 0 | 49565.6346 | 0 | 0 | 57378.4178 | 0 | 0 | 66422.6908 | 0 | 0 | 76892.5675 | 0 | 536195.9021 | 89012.7584 | 0 | 0 | 103043.3945 | 0 | 0 | 119285.6096 | 0 | 0 | 138088.0038 | 0 | 0 | 159854.1254 | 0 | 0 | 185051.1319 | 0 | 0 | 214219.8165 | 1422687.3565
|  |  | Well Pump | Submersible Pump & Column Replacement & Rehab | 1 | 2007 | 80000 | 80000 | 12000 | 92000 | 10 | 3 | 2021 | 20% | 210865.6852 | 21086.5685 | 34792.8381 | 266745.0918 | 18400 | 0 | 0 | 18400 | 0 | 0 | 134724.3975 | 0 | 0 | 24657.7598 | 0 | 0 | 28544.4392 | 0 | 0 | 33043.7564 | 219451.8472 | 0 | 38252.2785 | 0 | 0 | 44281.7939 | 0 | 0 | 51261.7117 | 0 | 357463.9347 | 59341.839 | 0 | 0 | 68695.5963 | 0 | 0 | 79523.7397 | 0 | 0 | 582271.0825 | 0 | 0 | 106569.4169 | 0 | 0 | 123367.4212 | 0 | 0 | 142813.211 | 948458.2376
|  |  | Door | Well Vault (manhole) | 1 | 2007 | 25000 | 25000 | 3750 | 28750 | 50 | 25 | 2007 | 1% | 65895.5266 | 6589.5527 | 10872.7619 | 83357.8412 | 287.5 | 0 | 0 | 0 | 0 | 0 | 0 | 0 | 0 | 0 | 0 | 424.7684 | 0 | 0 | 0 | 0 | 0 | 0 | 0 | 0 | 0 | 0 | 0 | 0 | 0 | 0 | 0 | 0 | 0 | 0 | 0 | 0 | 0 | 0 | 0 | 0 | 181959.7133 | 0 | 0 | 0 | 0 | 0 | 0 | 0 | 0 | 0 | 0
|  |  | Meter | Magmeter | 1 | 2022 | 2500 | 2500 | 375 | 2875 | 10 | 2 | 2024 | 1% | 3169.6875 | 316.9688 | 522.9984 | 4009.6547 | 28.75 | 3298.7528 | 0 | 28.75 | 0 | 31.6969 | 0 | 34.9458 | 0 | 38.5277 | 0 | 5373.3208 | 0 | 46.8307 | 0 | 51.6309 | 0 | 56.923 | 0 | 62.7576 | 0 | 8752.5733 | 0 | 76.2823 | 0 | 84.1012 | 0 | 92.7216 | 0 | 102.2256 | 0 | 14257.0197 | 0 | 124.2558 | 0 | 136.9921 | 0 | 151.0338 | 0 | 166.5147 | 0 | 23223.1827 | 0 | 202.3997 | 0 | 223.1456 | 0
|  |  | Valve | Check Valve | 1 | 2007 | 2500 | 2500 | 375 | 2875 | 10 | 5 | 2007 | 1% | 6589.5527 | 658.9553 | 1087.2762 | 8335.7841 | 28.75 | 26.0771 | 0 | 0 | 0 | 0 | 4210.1374 | 0 | 0 | 0 | 0 | 42.4768 | 0 | 0 | 0 | 0 | 6857.8702 | 0 | 0 | 0 | 0 | 69.1903 | 0 | 0 | 0 | 0 | 11170.748 | 0 | 0 | 0 | 0 | 112.7037 | 0 | 0 | 0 | 0 | 18195.9713 | 0 | 0 | 0 | 0 | 183.5825 | 0 | 0 | 0 | 0 | 29639.3199
|  |  |  | Manual Gate Valve | 1 | 2007 | 1500 | 1500 | 225 | 1725 | 20 | 10 | 2007 | 1% | 3953.7316 | 395.3732 | 652.3657 | 5001.4705 | 17.25 | 0 | 0 | 0 | 0 | 0 | 2526.0825 | 0 | 0 | 0 | 0 | 0 | 0 | 0 | 0 | 0 | 32.5274 | 0 | 0 | 0 | 0 | 0 | 0 | 0 | 0 | 0 | 6702.4488 | 0 | 0 | 0 | 0 | 0 | 0 | 0 | 0 | 0 | 86.305 | 0 | 0 | 0 | 0 | 0 | 0 | 0 | 0 | 0 | 17783.592
|  |  | Transducer | Water Level Probe | 1 | 2018 | 5000 | 5000 | 750 | 5750 | 5 | 5 | 2023 | 2% | 7705.5499 | 770.555 | 1271.4157 | 9747.5207 | 115 | 0 | 6927.381 | 0 | 0 | 0 | 0 | 8841.2886 | 0 | 0 | 0 | 0 | 11283.9736 | 0 | 0 | 0 | 0 | 14401.5275 | 0 | 0 | 0 | 0 | 18380.404 | 0 | 0 | 0 | 0 | 23458.5707 | 0 | 0 | 0 | 0 | 29939.7413 | 0 | 0 | 0 | 0 | 38211.5398 | 0 | 0 | 0 | 0 | 48768.6837 | 0 | 0 | 0 | 0
|  | Well 3R |  | Well approx 135 feet deep Replacement & Rehab | 1 | 2007 | 120000 | 120000 | 18000 | 138000 | 20 | 3 | 2024 | 20% | 316298.5279 | 31629.8528 | 52189.2571 | 400117.6377 | 27600 | 0 | 0 | 27600 | 0 | 0 | 202086.5963 | 0 | 0 | 36986.6397 | 0 | 0 | 42816.6588 | 0 | 0 | 49565.6346 | 0 | 0 | 57378.4178 | 0 | 0 | 66422.6908 | 0 | 0 | 76892.5675 | 0 | 536195.9021 | 89012.7584 | 0 | 0 | 103043.3945 | 0 | 0 | 119285.6096 | 0 | 0 | 138088.0038 | 0 | 0 | 159854.1254 | 0 | 0 | 185051.1319 | 0 | 0 | 214219.8165 | 1422687.3565
|  |  | Well Pump | Submersible Pump & Column Replacement & Rehab | 1 | 2007 | 80000 | 80000 | 12000 | 92000 | 10 | 3 | 2021 | 20% | 210865.6852 | 21086.5685 | 34792.8381 | 266745.0918 | 18400 | 0 | 0 | 18400 | 0 | 0 | 134724.3975 | 0 | 0 | 24657.7598 | 0 | 0 | 28544.4392 | 0 | 0 | 33043.7564 | 219451.8472 | 0 | 38252.2785 | 0 | 0 | 44281.7939 | 0 | 0 | 51261.7117 | 0 | 357463.9347 | 59341.839 | 0 | 0 | 68695.5963 | 0 | 0 | 79523.7397 | 0 | 0 | 582271.0825 | 0 | 0 | 106569.4169 | 0 | 0 | 123367.4212 | 0 | 0 | 142813.211 | 948458.2376
|  |  | Door | Well Vault (manhole) | 1 | 2007 | 25000 | 25000 | 3750 | 28750 | 50 | 25 | 2007 | 1% | 65895.5266 | 6589.5527 | 10872.7619 | 83357.8412 | 287.5 | 0 | 0 | 0 | 0 | 0 | 0 | 0 | 0 | 0 | 0 | 424.7684 | 0 | 0 | 0 | 0 | 0 | 0 | 0 | 0 | 0 | 0 | 0 | 0 | 0 | 0 | 0 | 0 | 0 | 0 | 0 | 0 | 0 | 0 | 0 | 0 | 181959.7133 | 0 | 0 | 0 | 0 | 0 | 0 | 0 | 0 | 0 | 0
|  |  | Meter | Magmeter | 1 | 2022 | 2500 | 2500 | 375 | 2875 | 10 | 5 | 2022 | 1% | 3169.6875 | 316.9688 | 522.9984 | 4009.6547 | 28.75 | 3298.7528 | 0 | 0 | 0 | 0 | 33.2817 | 0 | 0 | 0 | 0 | 5373.3208 | 0 | 0 | 0 | 0 | 54.2124 | 0 | 0 | 0 | 0 | 8752.5733 | 0 | 0 | 0 | 0 | 88.3063 | 0 | 0 | 0 | 0 | 14257.0197 | 0 | 0 | 0 | 0 | 143.8417 | 0 | 0 | 0 | 0 | 23223.1827 | 0 | 0 | 0 | 0 | 234.3029
|  |  | Valve | Check Valve | 1 | 2007 | 2500 | 2500 | 375 | 2875 | 10 | 5 | 2007 | 1% | 6589.5527 | 658.9553 | 1087.2762 | 8335.7841 | 28.75 | 26.0771 | 0 | 0 | 0 | 0 | 4210.1374 | 0 | 0 | 0 | 0 | 42.4768 | 0 | 0 | 0 | 0 | 6857.8702 | 0 | 0 | 0 | 0 | 69.1903 | 0 | 0 | 0 | 0 | 11170.748 | 0 | 0 | 0 | 0 | 112.7037 | 0 | 0 | 0 | 0 | 18195.9713 | 0 | 0 | 0 | 0 | 183.5825 | 0 | 0 | 0 | 0 | 29639.3199
|  |  |  | Manual Gate Valve | 1 | 2007 | 1500 | 1500 | 225 | 1725 | 20 | 10 | 2007 | 1% | 3953.7316 | 395.3732 | 652.3657 | 5001.4705 | 17.25 | 0 | 0 | 0 | 0 | 0 | 2526.0825 | 0 | 0 | 0 | 0 | 0 | 0 | 0 | 0 | 0 | 32.5274 | 0 | 0 | 0 | 0 | 0 | 0 | 0 | 0 | 0 | 6702.4488 | 0 | 0 | 0 | 0 | 0 | 0 | 0 | 0 | 0 | 86.305 | 0 | 0 | 0 | 0 | 0 | 0 | 0 | 0 | 0 | 17783.592
|  |  | Transducer | Water Level Probe | 1 | 2022 | 5000 | 5000 | 750 | 5750 | 5 | 5 | 2023 | 2% | 6339.375 | 633.9375 | 1045.9969 | 8019.3094 | 115 | 6597.5057 | 109.5238 | 0 | 0 | 0 | 8420.2748 | 139.7832 | 0 | 0 | 0 | 10746.6415 | 178.4027 | 0 | 0 | 0 | 13715.7404 | 227.6921 | 0 | 0 | 0 | 17505.1467 | 290.5993 | 0 | 0 | 0 | 22341.4959 | 370.8865 | 0 | 0 | 0 | 28514.0393 | 473.3556 | 0 | 0 | 0 | 36391.9427 | 604.135 | 0 | 0 | 0 | 46446.3654 | 771.0464 | 0 | 0 | 0 | 59278.6399
|  | Well 4R |  | Well approx 135 feet deep Replacement & Rehab | 1 | 2007 | 120000 | 120000 | 18000 | 138000 | 20 | 5 | 2011 | 20% | 316298.5279 | 31629.8528 | 52189.2571 | 400117.6377 | 27600 | 0 | 0 | 0 | 0 | 30429 | 202086.5963 | 0 | 0 | 0 | 38835.9717 | 0 | 0 | 0 | 0 | 49565.6346 | 0 | 0 | 0 | 0 | 63259.7056 | 0 | 0 | 0 | 0 | 80737.1959 | 536195.9021 | 0 | 0 | 0 | 103043.3945 | 0 | 0 | 0 | 0 | 131512.3845 | 0 | 0 | 0 | 0 | 167846.8316 | 0 | 0 | 0 | 0 | 214219.8165 | 1422687.3565
|  |  | Well Pump | Submersible Pump & Column Replacement & Rehab | 1 | 2007 | 80000 | 80000 | 12000 | 92000 | 10 | 5 | 2011 | 20% | 210865.6852 | 21086.5685 | 34792.8381 | 266745.0918 | 18400 | 0 | 0 | 0 | 0 | 20286 | 134724.3975 | 0 | 0 | 0 | 25890.6478 | 0 | 0 | 0 | 0 | 33043.7564 | 219451.8472 | 0 | 0 | 0 | 42173.137 | 0 | 0 | 0 | 0 | 53824.7972 | 357463.9347 | 0 | 0 | 0 | 68695.5963 | 0 | 0 | 0 | 0 | 87674.923 | 582271.0825 | 0 | 0 | 0 | 111897.8877 | 0 | 0 | 0 | 0 | 142813.211 | 948458.2376
|  |  | Door | Well Vault (manhole) | 1 | 2007 | 25000 | 25000 | 3750 | 28750 | 50 | 25 | 2007 | 1% | 65895.5266 | 6589.5527 | 10872.7619 | 83357.8412 | 287.5 | 0 | 0 | 0 | 0 | 0 | 0 | 0 | 0 | 0 | 0 | 424.7684 | 0 | 0 | 0 | 0 | 0 | 0 | 0 | 0 | 0 | 0 | 0 | 0 | 0 | 0 | 0 | 0 | 0 | 0 | 0 | 0 | 0 | 0 | 0 | 0 | 181959.7133 | 0 | 0 | 0 | 0 | 0 | 0 | 0 | 0 | 0 | 0
|  |  | Meter | Magmeter | 1 | 2022 | 2500 | 2500 | 375 | 2875 | 10 | 5 | 2022 | 1% | 3169.6875 | 316.9688 | 522.9984 | 4009.6547 | 28.75 | 3298.7528 | 0 | 0 | 0 | 0 | 33.2817 | 0 | 0 | 0 | 0 | 5373.3208 | 0 | 0 | 0 | 0 | 54.2124 | 0 | 0 | 0 | 0 | 8752.5733 | 0 | 0 | 0 | 0 | 88.3063 | 0 | 0 | 0 | 0 | 14257.0197 | 0 | 0 | 0 | 0 | 143.8417 | 0 | 0 | 0 | 0 | 23223.1827 | 0 | 0 | 0 | 0 | 234.3029
|  |  | Valve | Check Valve | 1 | 2007 | 2500 | 2500 | 375 | 2875 | 10 | 5 | 2007 | 1% | 6589.5527 | 658.9553 | 1087.2762 | 8335.7841 | 28.75 | 26.0771 | 0 | 0 | 0 | 0 | 4210.1374 | 0 | 0 | 0 | 0 | 42.4768 | 0 | 0 | 0 | 0 | 6857.8702 | 0 | 0 | 0 | 0 | 69.1903 | 0 | 0 | 0 | 0 | 11170.748 | 0 | 0 | 0 | 0 | 112.7037 | 0 | 0 | 0 | 0 | 18195.9713 | 0 | 0 | 0 | 0 | 183.5825 | 0 | 0 | 0 | 0 | 29639.3199
|  |  |  | Manual Gate Valve | 1 | 2007 | 1500 | 1500 | 225 | 1725 | 20 | 10 | 2007 | 1% | 3953.7316 | 395.3732 | 652.3657 | 5001.4705 | 17.25 | 0 | 0 | 0 | 0 | 0 | 2526.0825 | 0 | 0 | 0 | 0 | 0 | 0 | 0 | 0 | 0 | 32.5274 | 0 | 0 | 0 | 0 | 0 | 0 | 0 | 0 | 0 | 6702.4488 | 0 | 0 | 0 | 0 | 0 | 0 | 0 | 0 | 0 | 86.305 | 0 | 0 | 0 | 0 | 0 | 0 | 0 | 0 | 0 | 17783.592
|  |  | Transducer | Water Level Probe | 1 | 2022 | 5000 | 5000 | 750 | 5750 | 5 | 5 | 2023 | 2% | 6339.375 | 633.9375 | 1045.9969 | 8019.3094 | 115 | 6597.5057 | 109.5238 | 0 | 0 | 0 | 8420.2748 | 139.7832 | 0 | 0 | 0 | 10746.6415 | 178.4027 | 0 | 0 | 0 | 13715.7404 | 227.6921 | 0 | 0 | 0 | 17505.1467 | 290.5993 | 0 | 0 | 0 | 22341.4959 | 370.8865 | 0 | 0 | 0 | 28514.0393 | 473.3556 | 0 | 0 | 0 | 36391.9427 | 604.135 | 0 | 0 | 0 | 46446.3654 | 771.0464 | 0 | 0 | 0 | 59278.6399
[7 empty] | 981000 | 1016000 |  | 1168400 |  |  |  |  | 2639688.1704 |  |  |  | 187519 | 26494.3311 | 14073.8095 | 92028.75 | 0 | 101461.6969 | 1626896.945 | 17997.0894 | 0 | 123327.3267 | 129453.2389 | 44855.5473 | 165646.9486 | 46.8307 | 0 | 330489.1949 | 932963.0976 | 29315.3622 | 191261.3925 | 62.7576 | 210865.6852 | 291706.3173 | 37342.0065 | 76.2823 | 256308.5583 | 269208.0875 | 4316641.9306 | 344460.8309 | 0 | 102.2256 | 686955.9633 | 114506.9721 | 60826.1938 | 397742.9544 | 0 | 438511.6072 | 3479443.7064 | 77782.3834 | 0 | 533013.5992 | 559489.4387 | 186519.7916 | 715916.5664 | 202.3997 | 0 | 1428355.2558 | 11453336.1284

## WTP
BAXTER WATER UTILITY CAPITAL ASSET MANAGEMENT PLAN - WATER TREATMENT PLANT | [8 empty] | SEH File: | C:\Users\tthompson\AppData\Local\Microsoft\Windows\INetCache\Content.Outlook\G3B1OTAF\[Baxter Water System CAMP.v5.xlsx]Annual Summary
[6 empty] | Annual Interest Rate: | 5% |  | Current Year: | 2024
| Room Name | Facility Element | Type of Equipment | Equipment Name | Quantity | Year New | Unit Value | Subtotal Value | 15% General Contractor Markup Value | Installed Construction Value | Useful Life | Years Between Repair/Update | Last Year Repaired | O&M Percentage of Total Installed Replacement Value | Current Installed Construction Value | 10% Project Contingency Value | 15% Engineering, Admin, Legal, Etc… | Project Replacement Value Total | Original O&M Cost Per Year | Projected Yearly Expenditures | [22 empty] | Projected Yearly Expenditures
[5 empty] | (#) | (--) | ($) | ($) | ($) | ($) | (Years) | (Years) | (--) | (%) | ($) | ($) | ($) | ($) | ($) | 2022 | 2023 | 2024 | 2025 | 2026 | 2027 | 2028 | 2029 | 2030 | 2031 | 2032 | 2033 | 2034 | 2035 | 2036 | 2037 | 2038 | 2039 | 2040 | 2041 | 2042 | 2043 | 2044 | 2045 | 2046 | 2047 | 2048 | 2049 | 2050 | 2051 | 2052 | 2053 | 2054 | 2055 | 2056 | 2057 | 2058 | 2059 | 2060 | 2061 | 2062 | 2063 | 2064 | 2065 | 2066 | 2067
| Aerator Room | Process | Aerator | Aerator | 2 | 2007 | 90000 | 180000 | 27000 | 207000 | 30 | 2 | 2007 | 0.05% | 474447.7918 | 47444.7792 | 78283.8856 | 600176.4566 | 103.5 | 0 | 98.5714 | 0 | 108.675 | 0 | 119.8142 | 0 | 132.0951 | 0 | 145.6349 | 0 | 160.5625 | 0 | 177.0201 | 0 | 493766.6562 | 0 | 215.1691 | 0 | 237.2239 | 0 | 261.5393 | 0 | 288.3471 | 0 | 317.9027 | 0 | 350.4877 | 0 | 386.4127 | 0 | 426.02 | 0 | 469.6871 | 0 | 517.83 | 0 | 570.9076 | 0 | 629.4256 | 0 | 693.9417 | 0 | 765.0708 | 0 | 2134031.0347
| Aerator Room | Process | Aerator | Greenheck Aerator Blower | 2 | 2007 | 4250 | 8500 | 1275 | 9775 | 20 | 2 | 2007 | 0.05% | 22404.4791 | 2240.4479 | 3696.739 | 28341.666 | 4.8875 | 0 | 4.6548 | 0 | 5.1319 | 0 | 14314.4672 | 0 | 6.2378 | 0 | 6.8772 | 0 | 7.5821 | 0 | 8.3593 | 0 | 9.2161 | 0 | 10.1608 | 0 | 11.2022 | 0 | 12.3505 | 0 | 13.6164 | 0 | 37980.5431 | 0 | 16.5508 | 0 | 18.2473 | 0 | 20.1176 | 0 | 22.1797 | 0 | 24.4531 | 0 | 26.9595 | 0 | 29.7229 | 0 | 32.7695 | 0 | 36.1283 | 0 | 100773.6878
| Aerator Room | HVAC | Air Exchange | Air Exchange Unit for filter room | 1 | 2022 | 127500 | 127500 | 19125 | 146625 | 20 | 5 | 2022 | 0.05% | 161654.0625 | 16165.4062 | 26672.9203 | 204492.3891 | 73.3125 | 168236.3946 | 0 | 0 | 0 | 0 | 84.8684 | 0 | 0 | 0 | 0 | 108.316 | 0 | 0 | 0 | 0 | 138.2417 | 0 | 0 | 0 | 0 | 446381.2396 | 0 | 0 | 0 | 0 | 225.1811 | 0 | 0 | 0 | 0 | 287.3945 | 0 | 0 | 0 | 0 | 366.7963 | 0 | 0 | 0 | 0 | 1184382.3187 | 0 | 0 | 0 | 0 | 597.4725
| Aerator Room | Process Valves | Air Relief Valves | 2'' Air Release Valve | 1 | 2007 | 1020 | 1020 | 153 | 1173 | 15 | 1 | 2007 | 0.05% | 2688.5375 | 268.8537 | 443.6087 | 3400.9999 | 0.5865 | 1345.8912 | 0.55857 | 0.5865 | 0.61583 | 0.64662 | 0.67895 | 0.71289 | 0.74854 | 0.78597 | 0.82526 | 0.86653 | 0.90985 | 0.95535 | 1.0031 | 1.0533 | 2798.0111 | 1.1612 | 1.2193 | 1.2803 | 1.3443 | 1.4115 | 1.4821 | 1.5562 | 1.634 | 1.7157 | 1.8014 | 1.8915 | 1.9861 | 2.0854 | 2.1897 | 5816.864 | 2.4141 | 2.5348 | 2.6616 | 2.7946 | 2.9344 | 3.0811 | 3.2351 | 3.3969 | 3.5667 | 3.7451 | 3.9323 | 4.129 | 4.3354 | 4.5522 | 12092.8425
| Aerator Room | HVAC | Dehumidifier | Quest HI-E Dry Humidifier | 1 | 2007 | 3310 | 3310 | 496.5 | 3806.5 | 10 | 1 | 2007 | 0.05% | 8724.5677 | 872.4568 | 1439.5537 | 11036.5782 | 1.9033 | 1.7263 | 1.8126 | 1.9033 | 1.9984 | 2.0983 | 5574.2219 | 2.3134 | 2.4291 | 2.5505 | 2.6781 | 2.812 | 2.9526 | 3.1002 | 3.2552 | 3.418 | 9079.8202 | 3.7683 | 3.9567 | 4.1546 | 4.3623 | 4.5804 | 4.8094 | 5.0499 | 5.3024 | 5.5675 | 14790.0703 | 6.1382 | 6.4451 | 6.7673 | 7.1057 | 7.461 | 7.834 | 8.2257 | 8.637 | 9.0689 | 24091.466 | 9.9984 | 10.4984 | 11.0233 | 11.5744 | 12.1532 | 12.7608 | 13.3989 | 14.0688 | 14.7722 | 39242.4596
| Aerator Room | Miscellaneous Metals | Floor Hatches | 4'x3' Detention Tank Access Hatch | 1 | 2007 | 1870 | 1870 | 280.5 | 2150.5 | 50 | 1 | 2007 | 0.05% | 4928.9854 | 492.8985 | 813.2826 | 6235.1665 | 1.0753 | 0.97528 | 1.024 | 1.0753 | 1.129 | 1.1855 | 1.2447 | 1.307 | 1.3723 | 1.4409 | 1.513 | 1.5886 | 1.6681 | 1.7515 | 1.839 | 1.931 | 2.0275 | 2.1289 | 2.2354 | 2.3471 | 2.4645 | 2.5877 | 2.7171 | 2.853 | 2.9956 | 3.1454 | 3.3027 | 3.4678 | 3.6412 | 3.8232 | 4.0144 | 4.2151 | 4.4259 | 4.6472 | 4.8795 | 5.1235 | 13610.5866 | 5.6487 | 5.9311 | 6.2277 | 6.539 | 6.866 | 7.2093 | 7.5697 | 7.9482 | 8.3456 | 8.7629
| Aerator Room | HVAC | Make-Up Air | Air Exchange Unit (MAU 2) | 1 | 2007 | 63750 | 63750 | 9562.5 | 73312.5 | 15 | 1 | 2007 | 0.05% | 168033.5929 | 16803.3593 | 27725.5428 | 212562.495 | 36.6562 | 84118.1973 | 34.9107 | 36.6562 | 38.4891 | 40.4135 | 42.4342 | 44.5559 | 46.7837 | 49.1229 | 51.579 | 54.158 | 56.8659 | 59.7092 | 62.6946 | 65.8294 | 174875.6907 | 72.5769 | 76.2057 | 80.016 | 84.0168 | 88.2176 | 92.6285 | 97.2599 | 102.1229 | 107.2291 | 112.5905 | 118.2201 | 124.1311 | 130.3376 | 136.8545 | 363554.0013 | 150.8821 | 158.4262 | 166.3475 | 174.6649 | 183.3981 | 192.568 | 202.1964 | 212.3063 | 222.9216 | 234.0677 | 245.771 | 258.0596 | 270.9626 | 284.5107 | 755802.6581
| Aerator Room | HVAC | Make-Up Air | Air Exchange Unit (MAU 3) | 1 | 2007 | 63750 | 63750 | 9562.5 | 73312.5 | 15 | 1 | 2007 | 0.05% | 168033.5929 | 16803.3593 | 27725.5428 | 212562.495 | 36.6562 | 84118.1973 | 34.9107 | 36.6562 | 38.4891 | 40.4135 | 42.4342 | 44.5559 | 46.7837 | 49.1229 | 51.579 | 54.158 | 56.8659 | 59.7092 | 62.6946 | 65.8294 | 174875.6907 | 72.5769 | 76.2057 | 80.016 | 84.0168 | 88.2176 | 92.6285 | 97.2599 | 102.1229 | 107.2291 | 112.5905 | 118.2201 | 124.1311 | 130.3376 | 136.8545 | 363554.0013 | 150.8821 | 158.4262 | 166.3475 | 174.6649 | 183.3981 | 192.568 | 202.1964 | 212.3063 | 222.9216 | 234.0677 | 245.771 | 258.0596 | 270.9626 | 284.5107 | 755802.6581
| Aerator Room | Process Valves | Manual Valves | 10'' Manual BFV Valve into Aerator | 1 | 2007 | 1530 | 1530 | 229.5 | 1759.5 | 20 | 2 | 2007 | 0.05% | 4032.8062 | 403.2806 | 665.413 | 5101.4999 | 0.87975 | 0 | 0.83786 | 0 | 0.92374 | 0 | 2576.6041 | 0 | 1.1228 | 0 | 1.2379 | 0 | 1.3648 | 0 | 1.5047 | 0 | 1.6589 | 0 | 1.8289 | 0 | 2.0164 | 0 | 2.2231 | 0 | 2.451 | 0 | 6836.4978 | 0 | 2.9791 | 0 | 3.2845 | 0 | 3.6212 | 0 | 3.9923 | 0 | 4.4016 | 0 | 4.8527 | 0 | 5.3501 | 0 | 5.8985 | 0 | 6.5031 | 0 | 18139.2638
| Aerator Room | Process Valves | Manual Valves | 12'' Manual BFV Valve on RW Meter | 1 | 2007 | 1870 | 1870 | 280.5 | 2150.5 | 20 | 2 | 2007 | 0.05% | 4928.9854 | 492.8985 | 813.2826 | 6235.1665 | 1.0753 | 0 | 1.024 | 0 | 1.129 | 0 | 3149.1828 | 0 | 1.3723 | 0 | 1.513 | 0 | 1.6681 | 0 | 1.839 | 0 | 2.0275 | 0 | 2.2354 | 0 | 2.4645 | 0 | 2.7171 | 0 | 2.9956 | 0 | 8355.7195 | 0 | 3.6412 | 0 | 4.0144 | 0 | 4.4259 | 0 | 4.8795 | 0 | 5.3797 | 0 | 5.9311 | 0 | 6.539 | 0 | 7.2093 | 0 | 7.9482 | 0 | 22170.2113
| Aerator Room | Process Valves | Manual Valves | 16'' Manual BFV Valve Aerator Effluent | 2 | 2007 | 2500 | 5000 | 750 | 5750 | 20 | 2 | 2007 | 0.05% | 13179.1053 | 1317.9105 | 2174.5524 | 16671.5682 | 2.875 | 0 | 2.7381 | 0 | 3.0188 | 0 | 8420.2748 | 0 | 3.6693 | 0 | 4.0454 | 0 | 4.4601 | 0 | 4.9172 | 0 | 5.4212 | 0 | 5.9769 | 0 | 6.5896 | 0 | 7.265 | 0 | 8.0096 | 0 | 22341.4959 | 0 | 9.7358 | 0 | 10.7337 | 0 | 11.8339 | 0 | 13.0469 | 0 | 14.3842 | 0 | 15.8585 | 0 | 17.484 | 0 | 19.2762 | 0 | 21.252 | 0 | 59278.6399
| Aerator Room | Process Valves | Manual Valves | 20'' Manual BFV Valve Aerator Effluent | 1 | 2007 | 3100 | 3100 | 465 | 3565 | 20 | 2 | 2007 | 0.05% | 8171.0453 | 817.1045 | 1348.2225 | 10336.3723 | 1.7825 | 0 | 1.6976 | 0 | 1.8716 | 0 | 5220.5704 | 0 | 2.275 | 0 | 2.5082 | 0 | 2.7652 | 0 | 3.0487 | 0 | 3.3612 | 0 | 3.7057 | 0 | 4.0855 | 0 | 4.5043 | 0 | 4.966 | 0 | 13851.7275 | 0 | 6.0362 | 0 | 6.6549 | 0 | 7.337 | 0 | 8.0891 | 0 | 8.9182 | 0 | 9.8323 | 0 | 10.8401 | 0 | 11.9512 | 0 | 13.1762 | 0 | 36752.7567
| Aerator Room | Process Valves | Manual Valves | 20'' Manual BFV Valve Filter Bypass | 1 | 2007 | 3100 | 3100 | 465 | 3565 | 20 | 2 | 2007 | 0.05% | 8171.0453 | 817.1045 | 1348.2225 | 10336.3723 | 1.7825 | 0 | 1.6976 | 0 | 1.8716 | 0 | 5220.5704 | 0 | 2.275 | 0 | 2.5082 | 0 | 2.7652 | 0 | 3.0487 | 0 | 3.3612 | 0 | 3.7057 | 0 | 4.0855 | 0 | 4.5043 | 0 | 4.966 | 0 | 13851.7275 | 0 | 6.0362 | 0 | 6.6549 | 0 | 7.337 | 0 | 8.0891 | 0 | 8.9182 | 0 | 9.8323 | 0 | 10.8401 | 0 | 11.9512 | 0 | 13.1762 | 0 | 36752.7567
| Aerator Room | Process Valves | Manual Valves | 20'' Manual BFV Valve Filter Influent | 1 | 2007 | 3100 | 3100 | 465 | 3565 | 20 | 2 | 2007 | 0.05% | 8171.0453 | 817.1045 | 1348.2225 | 10336.3723 | 1.7825 | 0 | 1.6976 | 0 | 1.8716 | 0 | 5220.5704 | 0 | 2.275 | 0 | 2.5082 | 0 | 2.7652 | 0 | 3.0487 | 0 | 3.3612 | 0 | 3.7057 | 0 | 4.0855 | 0 | 4.5043 | 0 | 4.966 | 0 | 13851.7275 | 0 | 6.0362 | 0 | 6.6549 | 0 | 7.337 | 0 | 8.0891 | 0 | 8.9182 | 0 | 9.8323 | 0 | 10.8401 | 0 | 11.9512 | 0 | 13.1762 | 0 | 36752.7567
| Aerator Room | Process Valves | Manual Valves | 6'' Manual BFV Valve on BW Recycle | 1 | 2007 | 1000 | 1000 | 150 | 1150 | 20 | 2 | 2007 | 0.05% | 2635.8211 | 263.5821 | 434.9105 | 3334.3136 | 0.575 | 0 | 0.54762 | 0 | 0.60375 | 0 | 1684.055 | 0 | 0.73386 | 0 | 0.80908 | 0 | 0.89201 | 0 | 0.98345 | 0 | 1.0842 | 0 | 1.1954 | 0 | 1.3179 | 0 | 1.453 | 0 | 1.6019 | 0 | 4468.2992 | 0 | 1.9472 | 0 | 2.1467 | 0 | 2.3668 | 0 | 2.6094 | 0 | 2.8768 | 0 | 3.1717 | 0 | 3.4968 | 0 | 3.8552 | 0 | 4.2504 | 0 | 11855.728
| Aerator Room | Process Flow Meters | Meters | 10'' Pneumatic BFV Valve into Aerator | 1 | 2007 | 6800 | 6800 | 1020 | 7820 | 15 | 1 | 2007 | 0.05% | 17923.5832 | 1792.3583 | 2957.3912 | 22673.3328 | 3.91 | 8972.6077 | 3.7238 | 3.91 | 4.1055 | 4.3108 | 4.5263 | 4.7526 | 4.9903 | 5.2398 | 5.5018 | 5.7769 | 6.0657 | 6.369 | 6.6874 | 7.0218 | 18653.407 | 7.7415 | 8.1286 | 8.535 | 8.9618 | 9.4099 | 9.8804 | 10.3744 | 10.8931 | 11.4378 | 12.0097 | 12.6101 | 13.2406 | 13.9027 | 14.5978 | 38779.0935 | 16.0941 | 16.8988 | 17.7437 | 18.6309 | 19.5625 | 20.5406 | 21.5676 | 22.646 | 23.7783 | 24.9672 | 26.2156 | 27.5264 | 28.9027 | 30.3478 | 80618.9502
| Aerator Room | Process Flow Meters | Meters | 12'' Aerator Raw Water Meter | 1 | 2007 | 2380 | 2380 | 357 | 2737 | 10 | 1 | 2007 | 0.05% | 6273.2541 | 627.3254 | 1035.0869 | 7935.6665 | 1.3685 | 1.2413 | 1.3033 | 1.3685 | 1.4369 | 1.5088 | 4008.0508 | 1.6634 | 1.7466 | 1.8339 | 1.9256 | 2.0219 | 2.123 | 2.2291 | 2.3406 | 2.4576 | 6528.6925 | 2.7095 | 2.845 | 2.9873 | 3.1366 | 3.2935 | 3.4581 | 3.631 | 3.8126 | 4.0032 | 10634.5521 | 4.4135 | 4.6342 | 4.8659 | 5.1092 | 5.3647 | 5.6329 | 5.9146 | 6.2103 | 6.5208 | 17322.5647 | 7.1892 | 7.5487 | 7.9261 | 8.3224 | 8.7385 | 9.1755 | 9.6342 | 10.1159 | 10.6217 | 28216.6326
| Aerator Room | Process | Mixer | Chemical Mixer | 1 | 2007 | 50000 | 50000 | 7500 | 57500 | 15 | 1 | 2007 | 0.05% | 131791.0533 | 13179.1053 | 21745.5238 | 166715.6824 | 28.75 | 65975.0567 | 27.381 | 28.75 | 30.1875 | 31.6969 | 33.2817 | 34.9458 | 36.6931 | 38.5277 | 40.4541 | 42.4768 | 44.6007 | 46.8307 | 49.1723 | 51.6309 | 137157.4045 | 56.923 | 59.7692 | 62.7576 | 65.8955 | 69.1903 | 72.6498 | 76.2823 | 80.0964 | 84.1012 | 88.3063 | 92.7216 | 97.3577 | 102.2256 | 107.3369 | 285140.3932 | 118.3389 | 124.2558 | 130.4686 | 136.9921 | 143.8417 | 151.0338 | 158.5854 | 166.5147 | 174.8404 | 183.5825 | 192.7616 | 202.3997 | 212.5197 | 223.1456 | 592786.3985
| Aerator Room | Chemical Feed Systems | On-Site generation System | Water heater | 1 | 2021 | 2125 | 2125 | 318.75 | 2443.75 | 15 | 1 | 2021 | 0.05% | 2828.9461 | 282.8946 | 466.7761 | 3578.6168 | 1.2219 | 1.1083 | 1.1637 | 1.2219 | 1.283 | 1.3471 | 1.4145 | 1.4852 | 1.5595 | 1.6374 | 1.7193 | 1.8053 | 1.8955 | 1.9903 | 2.0898 | 5551.6092 | 2.304 | 2.4192 | 2.5402 | 2.6672 | 2.8006 | 2.9406 | 3.0876 | 3.242 | 3.4041 | 3.5743 | 3.753 | 3.9407 | 4.1377 | 4.3446 | 11541.3969 | 4.7899 | 5.0294 | 5.2809 | 5.5449 | 5.8222 | 6.1133 | 6.4189 | 6.7399 | 7.0769 | 7.4307 | 7.8023 | 8.1924 | 8.602 | 9.0321 | 23993.7352 | 9.9579
| Aerator Room | HVAC | Unit Heaters | Unit Heater | 4 | 2023 | 2470 | 9880 | 1482 | 11362 | 15 | 1 | 2007 | 0.05% | 11930.1 | 1193.01 | 1968.4665 | 15091.5765 | 5.681 | 5.1528 | 13688.5048 | 5.681 | 5.9651 | 6.2633 | 6.5765 | 6.9053 | 7.2506 | 7.6131 | 7.9937 | 8.3934 | 8.8131 | 9.2538 | 9.7164 | 10.2023 | 10.7124 | 28457.4183 | 11.8104 | 12.4009 | 13.021 | 13.672 | 14.3556 | 15.0734 | 15.8271 | 16.6184 | 17.4493 | 18.3218 | 19.2379 | 20.1998 | 21.2098 | 22.2703 | 59160.9288 | 24.553 | 25.7806 | 27.0696 | 28.4231 | 29.8443 | 31.3365 | 32.9033 | 34.5485 | 36.2759 | 38.0897 | 39.9942 | 41.9939 | 44.0936 | 46.2983
| Basement | Process Valves | Air Relief Valves | Sludge Pump Air Release Valve | 1 | 2007 | 680 | 680 | 102 | 782 | 10 | 1 | 2007 | 0.05% | 1792.3583 | 179.2358 | 295.7391 | 2267.3333 | 0.391 | 0.35465 | 0.37238 | 0.391 | 0.41055 | 0.43108 | 1145.1574 | 0.47526 | 0.49903 | 0.52398 | 0.55018 | 0.57769 | 0.60657 | 0.6369 | 0.66874 | 0.70218 | 1865.3407 | 0.77415 | 0.81286 | 0.8535 | 0.89618 | 0.94099 | 0.98804 | 1.0374 | 1.0893 | 1.1438 | 3038.4434 | 1.261 | 1.3241 | 1.3903 | 1.4598 | 1.5328 | 1.6094 | 1.6899 | 1.7744 | 1.8631 | 4949.3042 | 2.0541 | 2.1568 | 2.2646 | 2.3778 | 2.4967 | 2.6216 | 2.7526 | 2.8903 | 3.0348 | 8061.895
| Basement | Process Valves | Check Valves | 4'' Sludge Pump Check Valve | 1 | 2007 | 1000 | 1000 | 150 | 1150 | 20 | 1 | 2007 | 0.05% | 2635.8211 | 263.5821 | 434.9105 | 3334.3136 | 0.575 | 0.52154 | 0.54762 | 0.575 | 0.60375 | 0.63394 | 1684.055 | 0.69892 | 0.73386 | 0.77055 | 0.80908 | 0.84954 | 0.89201 | 0.93661 | 0.98345 | 1.0326 | 1.0842 | 1.1385 | 1.1954 | 1.2552 | 1.3179 | 1.3838 | 1.453 | 1.5256 | 1.6019 | 1.682 | 4468.2992 | 1.8544 | 1.9472 | 2.0445 | 2.1467 | 2.2541 | 2.3668 | 2.4851 | 2.6094 | 2.7398 | 2.8768 | 3.0207 | 3.1717 | 3.3303 | 3.4968 | 3.6716 | 3.8552 | 4.048 | 4.2504 | 4.4629 | 11855.728
| Basement | HVAC | Dehumidifier | Quest HI-E Dry Humidifier | 1 | 2007 | 3310 | 3310 | 496.5 | 3806.5 | 8 | 1 | 2007 | 0.05% | 8724.5677 | 872.4568 | 1439.5537 | 11036.5782 | 1.9033 | 1.7263 | 4585.9262 | 1.9033 | 1.9984 | 2.0983 | 2.2032 | 2.3134 | 2.4291 | 2.5505 | 6775.5016 | 2.812 | 2.9526 | 3.1002 | 3.2552 | 3.418 | 3.5889 | 3.7683 | 10010.5017 | 4.1546 | 4.3623 | 4.5804 | 4.8094 | 5.0499 | 5.3024 | 5.5675 | 14790.0703 | 6.1382 | 6.4451 | 6.7673 | 7.1057 | 7.461 | 7.834 | 8.2257 | 21851.6699 | 9.0689 | 9.5223 | 9.9984 | 10.4984 | 11.0233 | 11.5744 | 12.1532 | 32284.8686 | 13.3989 | 14.0688 | 14.7722 | 15.5109
| Basement | Miscellaneous Metals | Floor Hatches | 4'x4' Floor Hatch | 1 | 2007 | 2125 | 2125 | 318.75 | 2443.75 | 50 | 1 | 2007 | 0.05% | 5601.1198 | 560.112 | 924.1848 | 7085.4165 | 1.2219 | 1.1083 | 1.1637 | 1.2219 | 1.283 | 1.3471 | 1.4145 | 1.4852 | 1.5595 | 1.6374 | 1.7193 | 1.8053 | 1.8955 | 1.9903 | 2.0898 | 2.1943 | 2.304 | 2.4192 | 2.5402 | 2.6672 | 2.8006 | 2.9406 | 3.0876 | 3.242 | 3.4041 | 3.5743 | 3.753 | 3.9407 | 4.1377 | 4.3446 | 4.5618 | 4.7899 | 5.0294 | 5.2809 | 5.5449 | 5.8222 | 15466.5756 | 6.4189 | 6.7399 | 7.0769 | 7.4307 | 7.8023 | 8.1924 | 8.602 | 9.0321 | 9.4837 | 9.9579
| Basement | Process Valves | Manual Valves | 24'' Manual BFV Effluent Control Valve | 4 | 2007 | 4305 | 17220 | 2583 | 19803 | 20 | 2 | 2007 | 0.05% | 45388.8387 | 4538.8839 | 7489.1584 | 57416.881 | 9.9015 | 0 | 9.43 | 0 | 10.3966 | 0 | 28999.4266 | 0 | 12.6371 | 0 | 13.9324 | 0 | 15.3605 | 0 | 16.9349 | 0 | 18.6708 | 0 | 20.5845 | 0 | 22.6944 | 0 | 25.0206 | 0 | 27.5852 | 0 | 76944.1119 | 0 | 33.53 | 0 | 36.9668 | 0 | 40.7559 | 0 | 44.9334 | 0 | 49.5391 | 0 | 54.6168 | 0 | 60.2151 | 0 | 66.3871 | 0 | 73.1918 | 0 | 204155.6357
| Basement | Process Valves | Manual Valves | 4'' Manual Sludge Pump Valve | 2 | 2007 | 8500 | 17000 | 2550 | 19550 | 20 | 2 | 2007 | 0.05% | 44808.9581 | 4480.8958 | 7393.4781 | 56683.332 | 9.775 | 0 | 9.3095 | 0 | 10.2637 | 0 | 28628.9345 | 0 | 12.4757 | 0 | 13.7544 | 0 | 15.1642 | 0 | 16.7186 | 0 | 18.4322 | 0 | 20.3215 | 0 | 22.4045 | 0 | 24.7009 | 0 | 27.2328 | 0 | 75961.0861 | 0 | 33.1016 | 0 | 36.4945 | 0 | 40.2352 | 0 | 44.3593 | 0 | 48.9062 | 0 | 53.9191 | 0 | 59.4458 | 0 | 65.5389 | 0 | 72.2567 | 0 | 201547.3755
| Basement | Process Valves | Manual Valves | 4'' Sludge Line Meter Valve | 1 | 2007 | 1000 | 1000 | 150 | 1150 | 20 | 2 | 2007 | 0.05% | 2635.8211 | 263.5821 | 434.9105 | 3334.3136 | 0.575 | 0 | 0.54762 | 0 | 0.60375 | 0 | 1684.055 | 0 | 0.73386 | 0 | 0.80908 | 0 | 0.89201 | 0 | 0.98345 | 0 | 1.0842 | 0 | 1.1954 | 0 | 1.3179 | 0 | 1.453 | 0 | 1.6019 | 0 | 4468.2992 | 0 | 1.9472 | 0 | 2.1467 | 0 | 2.3668 | 0 | 2.6094 | 0 | 2.8768 | 0 | 3.1717 | 0 | 3.4968 | 0 | 3.8552 | 0 | 4.2504 | 0 | 11855.728
| Basement | Process Valves | Manual Valves | 8'' Bypass Manual Gate Valve | 1 | 2007 | 2500 | 2500 | 375 | 2875 | 20 | 2 | 2007 | 0.05% | 6589.5527 | 658.9553 | 1087.2762 | 8335.7841 | 1.4375 | 0 | 1.369 | 0 | 1.5094 | 0 | 4210.1374 | 0 | 1.8347 | 0 | 2.0227 | 0 | 2.23 | 0 | 2.4586 | 0 | 2.7106 | 0 | 2.9885 | 0 | 3.2948 | 0 | 3.6325 | 0 | 4.0048 | 0 | 11170.748 | 0 | 4.8679 | 0 | 5.3668 | 0 | 5.9169 | 0 | 6.5234 | 0 | 7.1921 | 0 | 7.9293 | 0 | 8.742 | 0 | 9.6381 | 0 | 10.626 | 0 | 29639.3199
| Basement | Process Flow Meters | Meters | 12'' Rosemount Effluent Magmeter | 1 | 2007 | 2380 | 2380 | 357 | 2737 | 10 | 1 | 2007 | 0.05% | 6273.2541 | 627.3254 | 1035.0869 | 7935.6665 | 1.3685 | 1.2413 | 1.3033 | 1.3685 | 1.4369 | 1.5088 | 4008.0508 | 1.6634 | 1.7466 | 1.8339 | 1.9256 | 2.0219 | 2.123 | 2.2291 | 2.3406 | 2.4576 | 6528.6925 | 2.7095 | 2.845 | 2.9873 | 3.1366 | 3.2935 | 3.4581 | 3.631 | 3.8126 | 4.0032 | 10634.5521 | 4.4135 | 4.6342 | 4.8659 | 5.1092 | 5.3647 | 5.6329 | 5.9146 | 6.2103 | 6.5208 | 17322.5647 | 7.1892 | 7.5487 | 7.9261 | 8.3224 | 8.7385 | 9.1755 | 9.6342 | 10.1159 | 10.6217 | 28216.6326
| Basement | Process Flow Meters | Meters | 4" Sludge Pump Meter | 1 | 2022 | 3500 | 3500 | 525 | 4025 | 10 | 1 | 2022 | 0.05% | 4437.5625 | 443.7563 | 732.1978 | 5613.5166 | 2.0125 | 4618.254 | 1.9167 | 2.0125 | 2.1131 | 2.2188 | 2.3297 | 2.4462 | 2.5685 | 2.6969 | 2.8318 | 7522.6491 | 3.122 | 3.2782 | 3.4421 | 3.6142 | 3.7949 | 3.9846 | 4.1838 | 4.393 | 4.6127 | 12253.6027 | 5.0855 | 5.3398 | 5.6067 | 5.8871 | 6.1814 | 6.4905 | 6.815 | 7.1558 | 7.5136 | 19959.8275 | 8.2837 | 8.6979 | 9.1328 | 9.5894 | 10.0689 | 10.5724 | 11.101 | 11.656 | 12.2388 | 32512.4558 | 13.4933 | 14.168 | 14.8764 | 15.6202 | 16.4012
| Basement | Plumbing | RPZ | 1.5'' 2W Irrigation & Chemical Feed RPZ | 1 | 2007 | 1700 | 1700 | 255 | 1955 | 20 | 1 | 2007 | 0.05% | 4480.8958 | 448.0896 | 739.3478 | 5668.3332 | 0.9775 | 0.88662 | 0.93095 | 0.9775 | 1.0264 | 1.0777 | 2862.8934 | 1.1882 | 1.2476 | 1.3099 | 1.3754 | 1.4442 | 1.5164 | 1.5922 | 1.6719 | 1.7554 | 1.8432 | 1.9354 | 2.0322 | 2.1338 | 2.2404 | 2.3525 | 2.4701 | 2.5936 | 2.7233 | 2.8594 | 7596.1086 | 3.1525 | 3.3102 | 3.4757 | 3.6495 | 3.8319 | 4.0235 | 4.2247 | 4.4359 | 4.6577 | 4.8906 | 5.1351 | 5.3919 | 5.6615 | 5.9446 | 6.2418 | 6.5539 | 6.8816 | 7.2257 | 7.587 | 20154.7376
| Basement | Plumbing | RPZ | 2'' 2W Irrigation & Chemical Feed RPZ | 1 | 2007 | 1800 | 1800 | 270 | 2070 | 20 | 1 | 2007 | 0.05% | 4744.4779 | 474.4478 | 782.8389 | 6001.7646 | 1.035 | 0.93878 | 0.98571 | 1.035 | 1.0867 | 1.1411 | 3031.2989 | 1.258 | 1.321 | 1.387 | 1.4563 | 1.5292 | 1.6056 | 1.6859 | 1.7702 | 1.8587 | 1.9516 | 2.0492 | 2.1517 | 2.2593 | 2.3722 | 2.4909 | 2.6154 | 2.7462 | 2.8835 | 3.0276 | 8042.9385 | 3.338 | 3.5049 | 3.6801 | 3.8641 | 4.0573 | 4.2602 | 4.4732 | 4.6969 | 4.9317 | 5.1783 | 5.4372 | 5.7091 | 5.9945 | 6.2943 | 6.609 | 6.9394 | 7.2864 | 7.6507 | 8.0332 | 21340.3103
| Basement | Pumps | Sludge Pumps | 10 Hp Sludge Pump | 1 | 2007 | 6375 | 6375 | 956.25 | 7331.25 | 20 | 1 | 2007 | 0.05% | 16803.3593 | 1680.3359 | 2772.5543 | 21256.2495 | 3.6656 | 3.3248 | 3.4911 | 3.6656 | 3.8489 | 4.0414 | 10735.8504 | 4.4556 | 4.6784 | 4.9123 | 5.1579 | 5.4158 | 5.6866 | 5.9709 | 6.2695 | 6.5829 | 6.9121 | 7.2577 | 7.6206 | 8.0016 | 8.4017 | 8.8218 | 9.2629 | 9.726 | 10.2123 | 10.7229 | 28485.4073 | 11.822 | 12.4131 | 13.0338 | 13.6855 | 14.3697 | 15.0882 | 15.8426 | 16.6348 | 17.4665 | 18.3398 | 19.2568 | 20.2196 | 21.2306 | 22.2922 | 23.4068 | 24.5771 | 25.806 | 27.0963 | 28.4511 | 75580.2658
| Basement | Pumps | Sump Pump | Sump Pump | 2 | 2022 | 850 | 1700 | 255 | 1955 | 10 | 2 | 2022 | 0.05% | 2155.3875 | 215.5388 | 355.6389 | 2726.5652 | 0.9775 | 2243.1519 | 0 | 0.9775 | 0 | 1.0777 | 0 | 1.1882 | 0 | 1.3099 | 0 | 3653.8581 | 0 | 1.5922 | 0 | 1.7554 | 0 | 1.9354 | 0 | 2.1338 | 0 | 5951.7499 | 0 | 2.5936 | 0 | 2.8594 | 0 | 3.1525 | 0 | 3.4757 | 0 | 9694.7734 | 0 | 4.2247 | 0 | 4.6577 | 0 | 5.1351 | 0 | 5.6615 | 0 | 15791.7642 | 0 | 6.8816 | 0 | 7.587 | 0
| Basement | HVAC | Unit Heaters | Heating Unit (FC-2) | 1 | 2007 | 6375 | 6375 | 956.25 | 7331.25 | 10 | 1 | 2007 | 0.05% | 16803.3593 | 1680.3359 | 2772.5543 | 21256.2495 | 3.6656 | 3.3248 | 3.4911 | 3.6656 | 3.8489 | 4.0414 | 10735.8504 | 4.4556 | 4.6784 | 4.9123 | 5.1579 | 5.4158 | 5.6866 | 5.9709 | 6.2695 | 6.5829 | 17487.5691 | 7.2577 | 7.6206 | 8.0016 | 8.4017 | 8.8218 | 9.2629 | 9.726 | 10.2123 | 10.7229 | 28485.4073 | 11.822 | 12.4131 | 13.0338 | 13.6855 | 14.3697 | 15.0882 | 15.8426 | 16.6348 | 17.4665 | 46399.7269 | 19.2568 | 20.2196 | 21.2306 | 22.2922 | 23.4068 | 24.5771 | 25.806 | 27.0963 | 28.4511 | 75580.2658
| Basement | HVAC | Unit Heaters | Unit Heater | 4 | 2023 | 2470 | 9880 | 1482 | 11362 | 10 | 1 | 2007 | 0.05% | 11930.1 | 1193.01 | 1968.4665 | 15091.5765 | 5.681 | 5.1528 | 13688.5048 | 5.681 | 5.9651 | 6.2633 | 6.5765 | 6.9053 | 7.2506 | 7.6131 | 7.9937 | 8.3934 | 22297.1319 | 9.2538 | 9.7164 | 10.2023 | 10.7124 | 11.248 | 11.8104 | 12.4009 | 13.021 | 13.672 | 36319.6783 | 15.0734 | 15.8271 | 16.6184 | 17.4493 | 18.3218 | 19.2379 | 20.1998 | 21.2098 | 22.2703 | 59160.9288 | 24.553 | 25.7806 | 27.0696 | 28.4231 | 29.8443 | 31.3365 | 32.9033 | 34.5485 | 36.2759 | 96366.919 | 39.9942 | 41.9939 | 44.0936 | 46.2983
| Basement | Plumbing | Usage Meters | 2'' WTP Usage Water Meter | 1 | 2018 | 850 | 850 | 127.5 | 977.5 | 10 | 5 | 2018 | 0.05% | 1309.9435 | 130.9943 | 216.1407 | 1657.0785 | 0.48875 | 0 | 0.46548 | 0 | 0 | 0 | 0 | 1503.0191 | 0 | 0 | 0 | 0 | 0.75821 | 0 | 0 | 0 | 0 | 2448.2597 | 0 | 0 | 0 | 0 | 1.235 | 0 | 0 | 0 | 0 | 3987.957 | 0 | 0 | 0 | 0 | 2.0118 | 0 | 0 | 0 | 0 | 6495.9618 | 0 | 0 | 0 | 0 | 3.2769 | 0 | 0 | 0 | 0
| Basement | Plumbing | Usage Meters | 3'' WTP Usage Water Meter | 1 | 2018 | 850 | 850 | 127.5 | 977.5 | 10 | 5 | 2018 | 0.05% | 1309.9435 | 130.9943 | 216.1407 | 1657.0785 | 0.48875 | 0 | 0.46548 | 0 | 0 | 0 | 0 | 1503.0191 | 0 | 0 | 0 | 0 | 0.75821 | 0 | 0 | 0 | 0 | 2448.2597 | 0 | 0 | 0 | 0 | 1.235 | 0 | 0 | 0 | 0 | 3987.957 | 0 | 0 | 0 | 0 | 2.0118 | 0 | 0 | 0 | 0 | 6495.9618 | 0 | 0 | 0 | 0 | 3.2769 | 0 | 0 | 0 | 0
| Brine generator room | Chemical Feed Systems | On-Site generation System | Brine generation tank/system | 1 | 2015 | 235000 | 235000 | 35250 | 270250 | 10 | 2 | 2015 | 0.05% | 419246.4504 | 41924.645 | 69175.6643 | 530346.7597 | 135.125 | 0 | 128.6905 | 0 | 358959.5625 | 0 | 156.4241 | 0 | 172.4575 | 0 | 190.1344 | 0 | 209.6232 | 0 | 584707.3026 | 0 | 254.7983 | 0 | 280.9152 | 0 | 309.709 | 0 | 341.4541 | 0 | 952426.5834 | 0 | 415.0396 | 0 | 457.5812 | 0 | 504.4833 | 0 | 556.1928 | 0 | 1551402.5441 | 0 | 676.0559 | 0 | 745.3516 | 0 | 821.7501 | 0 | 905.9795 | 0 | 2527071.2681 | 0 | 1101.2237
| Brine generator room | Chemical Feed Systems | On-Site generation System | Brine Pumps | 2 | 2023 | 3800 | 7600 | 1140 | 8740 | 2 | 1 | 2023 | 0.05% | 9177 | 917.7 | 1514.205 | 11608.905 | 4.37 | 3.9637 | 10529.619 | 4.37 | 11608.905 | 4.8179 | 12798.8178 | 5.3118 | 14110.6966 | 5.8562 | 15557.043 | 6.4565 | 17151.6399 | 7.1183 | 18909.683 | 7.8479 | 20847.9255 | 8.6523 | 22984.8378 | 9.5392 | 25340.7837 | 10.5169 | 27938.2141 | 11.5949 | 30801.881 | 12.7834 | 33959.0738 | 14.0937 | 37439.8789 | 15.5383 | 41277.4664 | 17.131 | 45508.4068 | 18.8869 | 50173.0184 | 20.8228 | 55315.7528 | 22.9571 | 60985.6175 | 25.3102 | 67236.6433 | 27.9045 | 74128.3992 | 30.7648 | 81726.5602 | 33.9181 | 90103.5326
| Brine generator room | Chemical Feed Systems | On-Site generation System | Salt Brine Media | 1 | 1905-07-16 | 3200 | 5000 | 750 | 5750 | 15 | 1 | 1905-07-16 | 0.05% | 5750 | 575 | 948.75 | 7273.75 | 2.875 | 2.6077 | 2.7381 | 7273.75 | 3.0188 | 3.1697 | 3.3282 | 3.4946 | 3.6693 | 3.8528 | 4.0454 | 4.2477 | 4.4601 | 4.6831 | 4.9172 | 5.1631 | 5.4212 | 5.6923 | 15121.6038 | 6.2758 | 6.5896 | 6.919 | 7.265 | 7.6282 | 8.0096 | 8.4101 | 8.8306 | 9.2722 | 9.7358 | 10.2226 | 10.7337 | 11.2704 | 11.8339 | 31436.7284 | 13.0469 | 13.6992 | 14.3842 | 15.1034 | 15.8585 | 16.6515 | 17.484 | 18.3582 | 19.2762 | 20.24 | 21.252 | 22.3146 | 23.4303
| Brine generator room | Doors & Hardware | Steel Doors | 4'x7' Steel Exterior Door | 1 | 2007 | 935 | 935 | 140.25 | 1075.25 | 20 | 2 | 2007 | 0.05% | 2464.4927 | 246.4493 | 406.6413 | 3117.5833 | 0.53763 | 0 | 0.51202 | 0 | 0.56451 | 0 | 1574.5914 | 0 | 0.68616 | 0 | 0.75649 | 0 | 0.83403 | 0 | 0.91952 | 0 | 1.0138 | 0 | 1.1177 | 0 | 1.2322 | 0 | 1.3586 | 0 | 1.4978 | 0 | 4177.8597 | 0 | 1.8206 | 0 | 2.0072 | 0 | 2.2129 | 0 | 2.4398 | 0 | 2.6898 | 0 | 2.9655 | 0 | 3.2695 | 0 | 3.6046 | 0 | 3.9741 | 0 | 11085.1057
| Brine generator room | HVAC | Unit Heaters | Unit Heater | 1 | 2007 | 1275 | 1275 | 191.25 | 1466.25 | 10 | 1 | 2007 | 0.05% | 3360.6719 | 336.0672 | 554.5109 | 4251.2499 | 0.73313 | 0.66497 | 0.69821 | 0.73313 | 0.76978 | 0.80827 | 2147.1701 | 0.89112 | 0.93567 | 0.98246 | 1.0316 | 1.0832 | 1.1373 | 1.1942 | 1.2539 | 1.3166 | 3497.5138 | 1.4515 | 1.5241 | 1.6003 | 1.6803 | 1.7644 | 1.8526 | 1.9452 | 2.0425 | 2.1446 | 5697.0815 | 2.3644 | 2.4826 | 2.6068 | 2.7371 | 2.8739 | 3.0176 | 3.1685 | 3.327 | 3.4933 | 9279.9454 | 3.8514 | 4.0439 | 4.2461 | 4.4584 | 4.6814 | 4.9154 | 5.1612 | 5.4193 | 5.6902 | 15116.0532
| Brine generator room | Doors & Hardware | Upward Acting Sectional Doors | 12' Garage door | 1 | 2007 | 6375 | 6375 | 956.25 | 7331.25 | 15 | 5 | 2007 | 0.05% | 16803.3593 | 1680.3359 | 2772.5543 | 21256.2495 | 3.6656 | 8411.8197 | 0 | 0 | 0 | 0 | 4.2434 | 0 | 0 | 0 | 0 | 5.4158 | 0 | 0 | 0 | 0 | 17487.5691 | 0 | 0 | 0 | 0 | 8.8218 | 0 | 0 | 0 | 0 | 11.2591 | 0 | 0 | 0 | 0 | 36355.4001 | 0 | 0 | 0 | 0 | 18.3398 | 0 | 0 | 0 | 0 | 23.4068 | 0 | 0 | 0 | 0 | 75580.2658
| Building | Compressed Air System | Air Compressor System | Air Compressor for WTP | 1 | 2007 | 17000 | 17000 | 2550 | 19550 | 20 | 5 | 2007 | 0.05% | 44808.9581 | 4480.8958 | 7393.4781 | 56683.332 | 9.775 | 8.8662 | 0 | 0 | 0 | 0 | 28628.9345 | 0 | 0 | 0 | 0 | 14.4421 | 0 | 0 | 0 | 0 | 18.4322 | 0 | 0 | 0 | 0 | 23.5247 | 0 | 0 | 0 | 0 | 75961.0861 | 0 | 0 | 0 | 0 | 38.3193 | 0 | 0 | 0 | 0 | 48.9062 | 0 | 0 | 0 | 0 | 62.418 | 0 | 0 | 0 | 0 | 201547.3755
| Building | Compressed Air System | Air Compressor System | Air Dryer for Air Compressor | 1 | 2007 | 2125 | 2125 | 318.75 | 2443.75 | 10 | 5 | 2007 | 0.05% | 5601.1198 | 560.112 | 924.1848 | 7085.4165 | 1.2219 | 1.1083 | 0 | 0 | 0 | 0 | 3578.6168 | 0 | 0 | 0 | 0 | 1.8053 | 0 | 0 | 0 | 0 | 5829.1897 | 0 | 0 | 0 | 0 | 2.9406 | 0 | 0 | 0 | 0 | 9495.1358 | 0 | 0 | 0 | 0 | 4.7899 | 0 | 0 | 0 | 0 | 15466.5756 | 0 | 0 | 0 | 0 | 7.8023 | 0 | 0 | 0 | 0 | 25193.4219
| Building | Floors | Drains | Trench Drains | 1 | 2023 | 3000 | 8000 | 1200 | 9200 | 50 | 1 | 2007 | 0.05% | 9660 | 966 | 1593.9 | 12219.9 | 4.6 | 4.1723 | 11083.8095 | 4.6 | 4.83 | 5.0715 | 5.3251 | 5.5913 | 5.8709 | 6.1644 | 6.4727 | 6.7963 | 7.1361 | 7.4929 | 7.8676 | 8.2609 | 8.674 | 9.1077 | 9.5631 | 10.0412 | 10.5433 | 11.0704 | 11.624 | 12.2052 | 12.8154 | 13.4562 | 14.129 | 14.8355 | 15.5772 | 16.3561 | 17.1739 | 18.0326 | 18.9342 | 19.8809 | 20.875 | 21.9187 | 23.0147 | 24.1654 | 25.3737 | 26.6424 | 27.9745 | 29.3732 | 30.8419 | 32.3839 | 34.0031 | 35.7033 | 37.4885
| Building | HVAC | Heating System | Boiler for WTP | 2 | 2007 | 85000 | 170000 | 25500 | 195500 | 20 | 1 | 2007 | 0.05% | 448089.5811 | 44808.9581 | 73934.7809 | 566833.3201 | 97.75 | 88.6621 | 93.0952 | 97.75 | 102.6375 | 107.7694 | 286289.3447 | 118.8157 | 124.7565 | 130.9943 | 137.5441 | 144.4213 | 151.6423 | 159.2244 | 167.1857 | 175.545 | 184.3222 | 193.5383 | 203.2152 | 213.376 | 224.0448 | 235.247 | 247.0094 | 259.3599 | 272.3278 | 285.9442 | 759610.8613 | 315.2535 | 331.0162 | 347.567 | 364.9454 | 383.1926 | 402.3523 | 422.4699 | 443.5934 | 465.773 | 489.0617 | 513.5148 | 539.1905 | 566.15 | 594.4575 | 624.1804 | 655.3894 | 688.1589 | 722.5668 | 758.6952 | 2015473.755
| Building | HVAC | Heating System | Heating System | 1 | 2007 | 63750 | 63750 | 9562.5 | 73312.5 | 20 | 1 | 2007 | 0.05% | 168033.5929 | 16803.3593 | 27725.5428 | 212562.495 | 36.6562 | 33.2483 | 34.9107 | 36.6562 | 38.4891 | 40.4135 | 107358.5043 | 44.5559 | 46.7837 | 49.1229 | 51.579 | 54.158 | 56.8659 | 59.7092 | 62.6946 | 65.8294 | 69.1208 | 72.5769 | 76.2057 | 80.016 | 84.0168 | 88.2176 | 92.6285 | 97.2599 | 102.1229 | 107.2291 | 284854.073 | 118.2201 | 124.1311 | 130.3376 | 136.8545 | 143.6972 | 150.8821 | 158.4262 | 166.3475 | 174.6649 | 183.3981 | 192.568 | 202.1964 | 212.3063 | 222.9216 | 234.0677 | 245.771 | 258.0596 | 270.9626 | 284.5107 | 755802.6581
| Building | Electrical | Lighting | Lighting | 1 | 2007 | 150000 | 150000 | 22500 | 172500 | 20 | 1 | 2007 | 0.05% | 395373.1598 | 39537.316 | 65236.5714 | 500147.0472 | 86.25 | 78.2313 | 82.1429 | 86.25 | 90.5625 | 95.0906 | 252608.2453 | 104.8374 | 110.0793 | 115.5832 | 121.3624 | 127.4305 | 133.8021 | 140.4922 | 147.5168 | 154.8926 | 162.6372 | 170.7691 | 179.3076 | 188.2729 | 197.6866 | 207.5709 | 217.9495 | 228.8469 | 240.2893 | 252.3037 | 670244.8776 | 278.1649 | 292.0731 | 306.6768 | 322.0106 | 338.1111 | 355.0167 | 372.7675 | 391.4059 | 410.9762 | 431.525 | 453.1013 | 475.7563 | 499.5441 | 524.5213 | 550.7474 | 578.2848 | 607.199 | 637.559 | 669.4369 | 1778359.1956
| Building | Thermal & Moisture Control | Roofing System | Roof membrane, insulation & metal | 1 | 2007 | 75000 | 75000 | 11250 | 86250 | 20 | 1 | 2007 | 0.05% | 197686.5799 | 19768.658 | 32618.2857 | 250073.5236 | 43.125 | 39.1156 | 41.0714 | 43.125 | 45.2812 | 47.5453 | 126304.1227 | 52.4187 | 55.0396 | 57.7916 | 60.6812 | 63.7153 | 66.901 | 70.2461 | 73.7584 | 77.4463 | 81.3186 | 85.3846 | 89.6538 | 94.1365 | 98.8433 | 103.7855 | 108.9747 | 114.4235 | 120.1446 | 126.1519 | 335122.4388 | 139.0824 | 146.0366 | 153.3384 | 161.0053 | 169.0556 | 177.5083 | 186.3838 | 195.703 | 205.4881 | 215.7625 | 226.5506 | 237.8782 | 249.7721 | 262.2607 | 275.3737 | 289.1424 | 303.5995 | 318.7795 | 334.7185 | 889179.5978
| Building | Miscellaneous Metals | Stairs, Handrail, etc | Stairs, Handrail, etc | 1 | 2007 | 85000 | 85000 | 12750 | 97750 | 50 | 25 | 2007 | 0.05% | 224044.7906 | 22404.4791 | 36967.3904 | 283416.6601 | 48.875 | 0 | 0 | 0 | 0 | 0 | 0 | 0 | 0 | 0 | 0 | 72.2106 | 0 | 0 | 0 | 0 | 0 | 0 | 0 | 0 | 0 | 0 | 0 | 0 | 0 | 0 | 0 | 0 | 0 | 0 | 0 | 0 | 0 | 0 | 0 | 0 | 618663.0252 | 0 | 0 | 0 | 0 | 0 | 0 | 0 | 0 | 0 | 0
| Building | Concrete - Precast | Wall Panels, Roof Plank | Complete Structure Precast Concrete | 1 | 2007 | 650000 | 650000 | 97500 | 747500 | 100 | 100 | 2007 | 0.05% | 1713283.6926 | 171328.3693 | 282691.8093 | 2167303.8711 | 373.75 | 0 | 0 | 0 | 0 | 0 | 0 | 0 | 0 | 0 | 0 | 0 | 0 | 0 | 0 | 0 | 0 | 0 | 0 | 0 | 0 | 0 | 0 | 0 | 0 | 0 | 0 | 0 | 0 | 0 | 0 | 0 | 0 | 0 | 0 | 0 | 0 | 0 | 0 | 0 | 0 | 0 | 0 | 0 | 0 | 0 | 0
| Building | Concrete - Cast-in-Place | Walls, Floors, etc… | Complete Structural Concrete | 1 | 2007 | 1500000 | 1500000 | 225000 | 1725000 | 100 | 100 | 2007 | 0.05% | 3953731.5982 | 395373.1598 | 652365.7137 | 5001470.4717 | 862.5 | 0 | 0 | 0 | 0 | 0 | 0 | 0 | 0 | 0 | 0 | 0 | 0 | 0 | 0 | 0 | 0 | 0 | 0 | 0 | 0 | 0 | 0 | 0 | 0 | 0 | 0 | 0 | 0 | 0 | 0 | 0 | 0 | 0 | 0 | 0 | 0 | 0 | 0 | 0 | 0 | 0 | 0 | 0 | 0 | 0 | 0
| Chemical Feed Room | Process Valves | Air Relief Valves | 1" Air Release Valve | 1 | 2007 | 600 | 600 | 90 | 690 | 15 | 1 | 2007 | 0.05% | 1581.4926 | 158.1493 | 260.9463 | 2000.5882 | 0.345 | 791.7007 | 0.32857 | 0.345 | 0.36225 | 0.38036 | 0.39938 | 0.41935 | 0.44032 | 0.46233 | 0.48545 | 0.50972 | 0.53521 | 0.56197 | 0.59007 | 0.61957 | 1645.8889 | 0.68308 | 0.71723 | 0.75309 | 0.79075 | 0.83028 | 0.8718 | 0.91539 | 0.96116 | 1.0092 | 1.0597 | 1.1127 | 1.1683 | 1.2267 | 1.288 | 3421.6847 | 1.4201 | 1.4911 | 1.5656 | 1.6439 | 1.7261 | 1.8124 | 1.903 | 1.9982 | 2.0981 | 2.203 | 2.3131 | 2.4288 | 2.5502 | 2.6777 | 7113.4368
| Chemical Feed Room | Process Valves | Check Valves | 6"APCO backwash reclaim check valve | 1 | 2007 | 1013.2 | 1013.2 | 151.98 | 1165.18 | 20 | 1 | 2007 | 0.05% | 2670.6139 | 267.0614 | 440.6513 | 3378.3266 | 0.58259 | 0.52843 | 0.55485 | 0.58259 | 0.61172 | 0.64231 | 1706.2845 | 0.70814 | 0.74355 | 0.78073 | 0.81976 | 0.86075 | 0.90379 | 0.94898 | 0.99643 | 1.0462 | 1.0986 | 1.1535 | 1.2112 | 1.2717 | 1.3353 | 1.4021 | 1.4722 | 1.5458 | 1.6231 | 1.7042 | 4527.2807 | 1.8789 | 1.9729 | 2.0715 | 2.1751 | 2.2838 | 2.398 | 2.5179 | 2.6438 | 2.776 | 2.9148 | 3.0605 | 3.2136 | 3.3743 | 3.543 | 3.7201 | 3.9061 | 4.1014 | 4.3065 | 4.5218 | 12012.2236
| Chemical Feed Room | Chemical Feed Systems | Cl2 Pumps | Eclipse | 2 | 2007 | 20000 | 40000 | 6000 | 46000 | 15 | 1 | 2007 | 0.05% | 105432.8426 | 10543.2843 | 17396.419 | 133372.5459 | 23 | 52780.0454 | 21.9048 | 23 | 24.15 | 25.3575 | 26.6254 | 27.9566 | 29.3545 | 30.8222 | 32.3633 | 33.9815 | 35.6805 | 37.4646 | 39.3378 | 41.3047 | 109725.9236 | 45.5384 | 47.8153 | 50.2061 | 52.7164 | 55.3522 | 58.1199 | 61.0258 | 64.0771 | 67.281 | 70.645 | 74.1773 | 77.8862 | 81.7805 | 85.8695 | 228112.3146 | 94.6711 | 99.4047 | 104.3749 | 109.5937 | 115.0733 | 120.827 | 126.8684 | 133.2118 | 139.8724 | 146.866 | 154.2093 | 161.9197 | 170.0157 | 178.5165 | 474229.1188
| Chemical Feed Room | Chemical Feed Systems | Cl2 Pumps | Pulsa feeder pump | 3 | 2015 | 21000 | 63000 | 9450 | 72450 | 10 | 1 | 2015 | 0.05% | 112393.7292 | 11239.3729 | 18544.9653 | 142178.0675 | 36.225 | 32.8571 | 34.5 | 36.225 | 96231.7125 | 39.9381 | 41.935 | 44.0317 | 46.2333 | 48.545 | 50.9722 | 53.5208 | 56.1969 | 59.0067 | 156751.3194 | 65.0549 | 68.3076 | 71.723 | 75.3092 | 79.0746 | 83.0284 | 87.1798 | 91.5388 | 96.1157 | 255331.3819 | 105.9676 | 111.2659 | 116.8292 | 122.6707 | 128.8042 | 135.2445 | 142.0067 | 149.107 | 156.5624 | 415907.9161 | 172.61 | 181.2405 | 190.3025 | 199.8177 | 209.8085 | 220.299 | 231.3139 | 242.8796 | 255.0236 | 677470.1697 | 281.1635 | 295.2217
| Chemical Feed Room | Chemical Feed Systems | Corrosion Control Chemical Feed System | 330 gallon tank | 1 | 2023 | 2975 | 2975 | 446.25 | 3421.25 | 10 | 5 | 2023 | 0.05% | 3592.3125 | 359.2313 | 592.7316 | 4544.2753 | 1.7106 | 0 | 4121.7917 | 0 | 0 | 0 | 0 | 2.0793 | 0 | 0 | 0 | 0 | 6713.9643 | 0 | 0 | 0 | 0 | 3.3869 | 0 | 0 | 0 | 0 | 10936.3404 | 0 | 0 | 0 | 0 | 5.5169 | 0 | 0 | 0 | 0 | 17814.1461 | 0 | 0 | 0 | 0 | 8.9865 | 0 | 0 | 0 | 0 | 29017.3668 | 0 | 0 | 0 | 0
| Chemical Feed Room | Chemical Feed Systems | Corrosion Control Chemical Feed System | Peristaltic Feed Pump | 1 | 2023 | 2125 | 3300 | 495 | 3795 | 10 | 1 | 2023 | 0.05% | 3984.75 | 398.475 | 657.4837 | 5040.7088 | 1.8975 | 1.7211 | 4572.0714 | 1.8975 | 1.9924 | 2.092 | 2.1966 | 2.3064 | 2.4217 | 2.5428 | 2.67 | 2.8035 | 7447.4226 | 3.0908 | 3.2454 | 3.4076 | 3.578 | 3.7569 | 3.9448 | 4.142 | 4.3491 | 4.5666 | 12131.0666 | 5.0346 | 5.2864 | 5.5507 | 5.8282 | 6.1196 | 6.4256 | 6.7469 | 7.0842 | 7.4384 | 19760.2292 | 8.2009 | 8.6109 | 9.0415 | 9.4936 | 9.9682 | 10.4666 | 10.99 | 11.5395 | 12.1164 | 32187.3312 | 13.3584 | 14.0263 | 14.7276 | 15.464
| Chemical Feed Room | Chemical Feed Systems | Corrosion Control Chemical Feed System | Watson Marlow feed pump (not in use)
| Chemical Feed Room | HVAC | Dehumidifier | HI-E Dry Humidifier | 1 | 2007 | 3310 | 3310 | 496.5 | 3806.5 | 8 | 1 | 2007 | 0.05% | 8724.5677 | 872.4568 | 1439.5537 | 11036.5782 | 1.9033 | 1.7263 | 4585.9262 | 1.9033 | 1.9984 | 2.0983 | 2.2032 | 2.3134 | 2.4291 | 2.5505 | 6775.5016 | 2.812 | 2.9526 | 3.1002 | 3.2552 | 3.418 | 3.5889 | 3.7683 | 10010.5017 | 4.1546 | 4.3623 | 4.5804 | 4.8094 | 5.0499 | 5.3024 | 5.5675 | 14790.0703 | 6.1382 | 6.4451 | 6.7673 | 7.1057 | 7.461 | 7.834 | 8.2257 | 21851.6699 | 9.0689 | 9.5223 | 9.9984 | 10.4984 | 11.0233 | 11.5744 | 12.1532 | 32284.8686 | 13.3989 | 14.0688 | 14.7722 | 15.5109
| Chemical Feed Room | Miscellaneous Metals | Floor Hatches | 4'x3' reclaim Basin Access Hatch | 1 | 2007 | 2125 | 2125 | 318.75 | 2443.75 | 50 | 1 | 2007 | 0.05% | 5601.1198 | 560.112 | 924.1848 | 7085.4165 | 1.2219 | 1.1083 | 1.1637 | 1.2219 | 1.283 | 1.3471 | 1.4145 | 1.4852 | 1.5595 | 1.6374 | 1.7193 | 1.8053 | 1.8955 | 1.9903 | 2.0898 | 2.1943 | 2.304 | 2.4192 | 2.5402 | 2.6672 | 2.8006 | 2.9406 | 3.0876 | 3.242 | 3.4041 | 3.5743 | 3.753 | 3.9407 | 4.1377 | 4.3446 | 4.5618 | 4.7899 | 5.0294 | 5.2809 | 5.5449 | 5.8222 | 15466.5756 | 6.4189 | 6.7399 | 7.0769 | 7.4307 | 7.8023 | 8.1924 | 8.602 | 9.0321 | 9.4837 | 9.9579
| Chemical Feed Room | Process | Hose Bibs | 2" Fire Line Connections | 7 | 2023 | 1000 | 7000 | 1050 | 8050 | 50 | 1 | 2023 | 0.05% | 8452.5 | 845.25 | 1394.6625 | 10692.4125 | 4.025 | 3.6508 | 9698.3333 | 4.025 | 4.2263 | 4.4376 | 4.6594 | 4.8924 | 5.137 | 5.3939 | 5.6636 | 5.9468 | 6.2441 | 6.5563 | 6.8841 | 7.2283 | 7.5897 | 7.9692 | 8.3677 | 8.7861 | 9.2254 | 9.6866 | 10.171 | 10.6795 | 11.2135 | 11.7742 | 12.3629 | 12.981 | 13.6301 | 14.3116 | 15.0272 | 15.7785 | 16.5674 | 17.3958 | 18.2656 | 19.1789 | 20.1378 | 21.1447 | 22.202 | 23.3121 | 24.4777 | 25.7015 | 26.9866 | 28.336 | 29.7528 | 31.2404 | 32.8024
| Chemical Feed Room | Chemical Feed Systems | KMnO4 feed system | 400 gallon tank | 1 | 2007 | 2000 | 2000 | 300 | 2300 | 10 | 1 | 2007 | 0.05% | 5271.6421 | 527.1642 | 869.821 | 6668.6273 | 1.15 | 1.0431 | 1.0952 | 1.15 | 1.2075 | 1.2679 | 3368.1099 | 1.3978 | 1.4677 | 1.5411 | 1.6182 | 1.6991 | 1.784 | 1.8732 | 1.9669 | 2.0652 | 5486.2962 | 2.2769 | 2.3908 | 2.5103 | 2.6358 | 2.7676 | 2.906 | 3.0513 | 3.2039 | 3.364 | 8936.5984 | 3.7089 | 3.8943 | 4.089 | 4.2935 | 4.5081 | 4.7336 | 4.9702 | 5.2187 | 5.4797 | 14556.7771 | 6.0414 | 6.3434 | 6.6606 | 6.9936 | 7.3433 | 7.7105 | 8.096 | 8.5008 | 8.9258 | 23711.4559
| Chemical Feed Room | Chemical Feed Systems | KMnO4 feed system | KMnO Scale (not in use) | 0 | 2007 | 3500 | 0 | 0 | 0 |  |  |  | 0.05%
| Chemical Feed Room | Chemical Feed Systems | KMnO4 feed system | Mixer | 1 | 2007 | 850 | 850 | 127.5 | 977.5 | 10 | 1 | 2007 | 0.05% | 2240.4479 | 224.0448 | 369.6739 | 2834.1666 | 0.48875 | 0.44331 | 0.46548 | 0.48875 | 0.51319 | 0.53885 | 1431.4467 | 0.59408 | 0.62378 | 0.65497 | 0.68772 | 0.72211 | 0.75821 | 0.79612 | 0.83593 | 0.87772 | 2331.6759 | 0.96769 | 1.0161 | 1.0669 | 1.1202 | 1.1762 | 1.235 | 1.2968 | 1.3616 | 1.4297 | 3798.0543 | 1.5763 | 1.6551 | 1.7378 | 1.8247 | 1.916 | 2.0118 | 2.1123 | 2.218 | 2.3289 | 6186.6303 | 2.5676 | 2.696 | 2.8308 | 2.9723 | 3.1209 | 3.2769 | 3.4408 | 3.6128 | 3.7935 | 10077.3688
| Chemical Feed Room | Chemical Feed Systems | KMnO4 feed system | Pulsa feeder pump | 2 | 2007 | 850 | 1700 | 255 | 1955 | 10 | 1 | 2007 | 0.05% | 4480.8958 | 448.0896 | 739.3478 | 5668.3332 | 0.9775 | 0.88662 | 0.93095 | 0.9775 | 1.0264 | 1.0777 | 2862.8934 | 1.1882 | 1.2476 | 1.3099 | 1.3754 | 1.4442 | 1.5164 | 1.5922 | 1.6719 | 1.7554 | 4663.3518 | 1.9354 | 2.0322 | 2.1338 | 2.2404 | 2.3525 | 2.4701 | 2.5936 | 2.7233 | 2.8594 | 7596.1086 | 3.1525 | 3.3102 | 3.4757 | 3.6495 | 3.8319 | 4.0235 | 4.2247 | 4.4359 | 4.6577 | 12373.2605 | 5.1351 | 5.3919 | 5.6615 | 5.9446 | 6.2418 | 6.5539 | 6.8816 | 7.2257 | 7.587 | 20154.7376
| Chemical Feed Room | Process Valves | Manual Valves | 12" manual BFV raw water meter isolation valve | 2 | 2007 | 1870 | 3740 | 561 | 4301 | 20 | 2 | 2007 | 0.05% | 9857.9708 | 985.7971 | 1626.5652 | 12470.333 | 2.1505 | 0 | 2.0481 | 0 | 2.258 | 0 | 6298.3656 | 0 | 2.7446 | 0 | 3.026 | 0 | 3.3361 | 0 | 3.6781 | 0 | 4.0551 | 0 | 4.4707 | 0 | 4.929 | 0 | 5.4342 | 0 | 5.9912 | 0 | 16711.4389 | 0 | 7.2824 | 0 | 8.0288 | 0 | 8.8517 | 0 | 9.7591 | 0 | 10.7594 | 0 | 11.8622 | 0 | 13.0781 | 0 | 14.4186 | 0 | 15.8965 | 0 | 44340.4226
| Chemical Feed Room | Process Valves | Manual Valves | 18" manual BFV raw water valve | 1 | 2007 | 3825 | 3825 | 573.75 | 4398.75 | 20 | 2 | 2007 | 0.05% | 10082.0156 | 1008.2016 | 1663.5326 | 12753.7497 | 2.1994 | 0 | 2.0946 | 0 | 2.3093 | 0 | 6441.5103 | 0 | 2.807 | 0 | 3.0947 | 0 | 3.412 | 0 | 3.7617 | 0 | 4.1472 | 0 | 4.5723 | 0 | 5.041 | 0 | 5.5577 | 0 | 6.1274 | 0 | 17091.2444 | 0 | 7.4479 | 0 | 8.2113 | 0 | 9.0529 | 0 | 9.9809 | 0 | 11.0039 | 0 | 12.1318 | 0 | 13.3753 | 0 | 14.7463 | 0 | 16.2578 | 0 | 45348.1595
| Chemical Feed Room | Process Valves | Manual Valves | 18" pneumatic BFV raw water valve | 1 | 2007 | 7220 | 7220 | 1083 | 8303 | 15 | 1 | 2007 | 0.05% | 19030.6281 | 1903.0628 | 3140.0536 | 24073.7445 | 4.1515 | 9526.7982 | 3.9538 | 4.1515 | 4.3591 | 4.577 | 4.8059 | 5.0462 | 5.2985 | 5.5634 | 5.8416 | 6.1337 | 6.4403 | 6.7624 | 7.1005 | 7.4555 | 19805.5292 | 8.2197 | 8.6307 | 9.0622 | 9.5153 | 9.9911 | 10.4906 | 11.0152 | 11.5659 | 12.1442 | 12.7514 | 13.389 | 14.0585 | 14.7614 | 15.4994 | 41174.2728 | 17.0881 | 17.9425 | 18.8397 | 19.7817 | 20.7707 | 21.8093 | 22.8997 | 24.0447 | 25.247 | 26.5093 | 27.8348 | 29.2265 | 30.6878 | 32.2222 | 85598.3559
| Chemical Feed Room | Process Flow Meters | Meters | 12" Raw Water Meter | 1 | 2007 | 2380 | 2380 | 357 | 2737 | 10 | 1 | 2007 | 0.05% | 6273.2541 | 627.3254 | 1035.0869 | 7935.6665 | 1.3685 | 1.2413 | 1.3033 | 1.3685 | 1.4369 | 1.5088 | 4008.0508 | 1.6634 | 1.7466 | 1.8339 | 1.9256 | 2.0219 | 2.123 | 2.2291 | 2.3406 | 2.4576 | 6528.6925 | 2.7095 | 2.845 | 2.9873 | 3.1366 | 3.2935 | 3.4581 | 3.631 | 3.8126 | 4.0032 | 10634.5521 | 4.4135 | 4.6342 | 4.8659 | 5.1092 | 5.3647 | 5.6329 | 5.9146 | 6.2103 | 6.5208 | 17322.5647 | 7.1892 | 7.5487 | 7.9261 | 8.3224 | 8.7385 | 9.1755 | 9.6342 | 10.1159 | 10.6217 | 28216.6326
| Chemical Feed Room | Process Flow Meters | Meters | 4" Backwash Reclaim Meter | 1 | 2007 | 1800 | 1800 | 270 | 2070 | 10 | 1 | 2007 | 0.05% | 4744.4779 | 474.4478 | 782.8389 | 6001.7646 | 1.035 | 0.93878 | 0.98571 | 1.035 | 1.0867 | 1.1411 | 3031.2989 | 1.258 | 1.321 | 1.387 | 1.4563 | 1.5292 | 1.6056 | 1.6859 | 1.7702 | 1.8587 | 4937.6666 | 2.0492 | 2.1517 | 2.2593 | 2.3722 | 2.4909 | 2.6154 | 2.7462 | 2.8835 | 3.0276 | 8042.9385 | 3.338 | 3.5049 | 3.6801 | 3.8641 | 4.0573 | 4.2602 | 4.4732 | 4.6969 | 4.9317 | 13101.0994 | 5.4372 | 5.7091 | 5.9945 | 6.2943 | 6.609 | 6.9394 | 7.2864 | 7.6507 | 8.0332 | 21340.3103
| Chemical Feed Room | Chemical Feed Systems | On-Site generation System | 1000 gallon tank | 2 | 2018 | 8000 | 16000 | 2400 | 18400 | 15 | 5 | 2018 | 0.05% | 24657.7598 | 2465.776 | 4068.5304 | 31192.0661 | 9.2 | 0 | 8.7619 | 0 | 0 | 0 | 0 | 11.1827 | 0 | 0 | 0 | 0 | 36108.7156 | 0 | 0 | 0 | 0 | 18.2154 | 0 | 0 | 0 | 0 | 23.2479 | 0 | 0 | 0 | 0 | 75067.4263 | 0 | 0 | 0 | 0 | 37.8684 | 0 | 0 | 0 | 0 | 48.3308 | 0 | 0 | 0 | 0 | 156059.7879 | 0 | 0 | 0 | 0
| Chemical Feed Room | Chemical Feed Systems | On-Site generation System | Water Softener | 1 | 2015 | 1275 | 1275 | 191.25 | 1466.25 | 15 | 5 | 2015 | 0.05% | 2274.635 | 227.4635 | 375.3148 | 2877.4133 | 0.73313 | 0 | 0 | 0 | 0.76978 | 0 | 0 | 0 | 0 | 2485.6178 | 0 | 0 | 0 | 0 | 1.2539 | 0 | 0 | 0 | 0 | 1.6003 | 0 | 0 | 0 | 0 | 5167.4208 | 0 | 0 | 0 | 0 | 2.6068 | 0 | 0 | 0 | 0 | 3.327 | 0 | 0 | 0 | 0 | 10742.6968 | 0 | 0 | 0 | 0 | 5.4193 | 0 | 0
| Chemical Feed Room | Chemical Feed Systems | On-Site generation System | Cells ($16,000) | 5 | 2007 | 80000 | 400000 | 60000 | 460000 | 5 | 1 | 2023 | 0.05% | 1054328.4262 | 105432.8426 | 173964.1903 | 1333725.4591 | 230 | 527800.4535 | 219.0476 | 230 | 241.5 | 253.575 | 673621.9875 | 279.5664 | 293.5448 | 308.222 | 323.6331 | 859731.3227 | 356.8055 | 374.6458 | 393.3781 | 413.047 | 1097259.2359 | 455.3843 | 478.1535 | 502.0612 | 527.1642 | 1400411.7321 | 581.1985 | 610.2585 | 640.7714 | 672.81 | 1787319.6736 | 741.773 | 778.8616 | 817.8047 | 858.695 | 2281123.1457 | 946.7112 | 994.0467 | 1043.7491 | 1095.9365 | 2911355.4126 | 1208.27 | 1268.6835 | 1332.1177 | 1398.7236 | 3715709.235 | 1542.0928 | 1619.1974 | 1700.1573 | 1785.1651 | 4742291.1882
| Chemical Feed Room | Chemical Feed Systems | On-Site generation System | PLC | 1 | 2015 | 7500 | 7500 | 1125 | 8625 | 15 | 1 | 2015 | 0.05% | 13380.2059 | 1338.0206 | 2207.734 | 16925.9604 | 4.3125 | 3.9116 | 4.1071 | 4.3125 | 4.5281 | 4.7545 | 4.9923 | 5.2419 | 5.504 | 14621.281 | 6.0681 | 6.3715 | 6.6901 | 7.0246 | 7.3758 | 7.7446 | 8.1319 | 8.5385 | 8.9654 | 9.4136 | 9.8843 | 10.3785 | 10.8975 | 11.4423 | 30396.5931 | 12.6152 | 13.2459 | 13.9082 | 14.6037 | 15.3338 | 16.1005 | 16.9056 | 17.7508 | 18.6384 | 19.5703 | 20.5488 | 21.5763 | 22.6551 | 23.7878 | 63192.3339 | 26.2261 | 27.5374 | 28.9142 | 30.36 | 31.8779 | 33.4718 | 35.1454
| Chemical Feed Room | Chemical Feed Systems | On-Site generation System | Blower | 2 | 2007 | 10000 | 20000 | 3000 | 23000 | 15 | 1 | 2007 | 0.05% | 52716.4213 | 5271.6421 | 8698.2095 | 66686.273 | 11.5 | 26390.0227 | 10.9524 | 11.5 | 12.075 | 12.6788 | 13.3127 | 13.9783 | 14.6772 | 15.4111 | 16.1817 | 16.9907 | 17.8403 | 18.7323 | 19.6689 | 20.6523 | 54862.9618 | 22.7692 | 23.9077 | 25.1031 | 26.3582 | 27.6761 | 29.0599 | 30.5129 | 32.0386 | 33.6405 | 35.3225 | 37.0886 | 38.9431 | 40.8902 | 42.9347 | 114056.1573 | 47.3356 | 49.7023 | 52.1875 | 54.7968 | 57.5367 | 60.4135 | 63.4342 | 66.6059 | 69.9362 | 73.433 | 77.1046 | 80.9599 | 85.0079 | 89.2583 | 237114.5594
| Chemical Feed Room | Chemical Feed Systems | On-Site generation System | Rectifier | 1 | 2015 | 60000 | 60000 | 9000 | 69000 | 10 | 1 | 2015 | 0.05% | 107041.6469 | 10704.1647 | 17661.8717 | 135407.6833 | 34.5 | 31.2925 | 32.8571 | 34.5 | 91649.25 | 38.0363 | 39.9381 | 41.935 | 44.0317 | 46.2333 | 48.545 | 50.9722 | 53.5208 | 56.1969 | 149286.9709 | 61.957 | 65.0549 | 68.3076 | 71.723 | 75.3092 | 79.0746 | 83.0284 | 87.1798 | 91.5388 | 243172.7447 | 100.9215 | 105.9676 | 111.2659 | 116.8292 | 122.6707 | 128.8042 | 135.2445 | 142.0067 | 149.107 | 396102.7772 | 164.3905 | 172.61 | 181.2405 | 190.3025 | 199.8177 | 209.8085 | 220.299 | 231.3139 | 242.8796 | 645209.6855 | 267.7748 | 281.1635
| Chemical Feed Room | Chemical Feed Systems | On-Site generation System | 1/2 HP Booster Pump | 2 | 2007 | 5000 | 10000 | 1500 | 11500 | 5 | 1 | 2007 | 0.05% | 26358.2107 | 2635.8211 | 4349.1048 | 33343.1365 | 5.75 | 13195.0113 | 5.4762 | 5.75 | 6.0375 | 6.3394 | 16840.5497 | 6.9892 | 7.3386 | 7.7055 | 8.0908 | 21493.2831 | 8.9201 | 9.3661 | 9.8345 | 10.3262 | 27431.4809 | 11.3846 | 11.9538 | 12.5515 | 13.1791 | 35010.2933 | 14.53 | 15.2565 | 16.0193 | 16.8202 | 44682.9918 | 18.5443 | 19.4715 | 20.4451 | 21.4674 | 57028.0786 | 23.6678 | 24.8512 | 26.0937 | 27.3984 | 72783.8853 | 30.2068 | 31.7171 | 33.3029 | 34.9681 | 92892.7309 | 38.5523 | 40.4799 | 42.5039 | 44.6291 | 118557.2797
| Chemical Feed Room | Doors & Hardware | Plastic Doors | 4'x7' Interior Plastic Door | 1 | 2007 | 1360 | 1360 | 204 | 1564 | 20 | 1 | 2007 | 0.05% | 3584.7166 | 358.4717 | 591.4782 | 4534.6666 | 0.782 | 0.7093 | 0.74476 | 0.782 | 0.8211 | 0.86216 | 2290.3148 | 0.95053 | 0.99805 | 1.048 | 1.1004 | 1.1554 | 1.2131 | 1.2738 | 1.3375 | 1.4044 | 1.4746 | 1.5483 | 1.6257 | 1.707 | 1.7924 | 1.882 | 1.9761 | 2.0749 | 2.1786 | 2.2876 | 6076.8869 | 2.522 | 2.6481 | 2.7805 | 2.9196 | 3.0655 | 3.2188 | 3.3798 | 3.5487 | 3.7262 | 3.9125 | 4.1081 | 4.3135 | 4.5292 | 4.7557 | 4.9934 | 5.2431 | 5.5053 | 5.7805 | 6.0696 | 16123.79
| Chemical Feed Room | Pumps | Reclaim Pump | 10 HP backwash reclaim pump | 1 | 2007 | 12750 | 12750 | 1912.5 | 14662.5 | 15 | 1 | 2007 | 0.05% | 33606.7186 | 3360.6719 | 5545.1086 | 42512.499 | 7.3312 | 16823.6395 | 6.9821 | 7.3312 | 7.6978 | 8.0827 | 8.4868 | 8.9112 | 9.3567 | 9.8246 | 10.3158 | 10.8316 | 11.3732 | 11.9418 | 12.5389 | 13.1659 | 34975.1381 | 14.5154 | 15.2411 | 16.0032 | 16.8034 | 17.6435 | 18.5257 | 19.452 | 20.4246 | 21.4458 | 22.5181 | 23.644 | 24.8262 | 26.0675 | 27.3709 | 72710.8003 | 30.1764 | 31.6852 | 33.2695 | 34.933 | 36.6796 | 38.5136 | 40.4393 | 42.4613 | 44.5843 | 46.8135 | 49.1542 | 51.6119 | 54.1925 | 56.9021 | 151160.5316
| Chemical Feed Room | Plumbing | RPZ | 1 1/2 RPZ | 1 | 2015 | 2550 | 2550 | 382.5 | 2932.5 | 20 | 1 | 2015 | 0.05% | 4549.27 | 454.927 | 750.6295 | 5754.8265 | 1.4663 | 1.3299 | 1.3964 | 1.4663 | 1.5396 | 1.6165 | 1.6974 | 1.7822 | 1.8713 | 1.9649 | 2.0632 | 2.1663 | 2.2746 | 2.3884 | 6344.6963 | 2.6332 | 2.7648 | 2.9031 | 3.0482 | 3.2006 | 3.3607 | 3.5287 | 3.7051 | 3.8904 | 4.0849 | 4.2892 | 4.5036 | 4.7288 | 4.9652 | 5.2135 | 5.4742 | 5.7479 | 6.0353 | 6.337 | 16834.368 | 6.9866 | 7.3359 | 7.7027 | 8.0879 | 8.4923 | 8.9169 | 9.3627 | 9.8308 | 10.3224 | 10.8385 | 11.3804 | 11.9494
| Chemical Feed Room | Doors & Hardware | Steel Doors | 3'x7' Steel Exterior Door | 1 | 2007 | 850 | 850 | 127.5 | 977.5 | 20 | 2 | 2007 | 0.05% | 2240.4479 | 224.0448 | 369.6739 | 2834.1666 | 0.48875 | 0 | 0.46548 | 0 | 0.51319 | 0 | 1431.4467 | 0 | 0.62378 | 0 | 0.68772 | 0 | 0.75821 | 0 | 0.83593 | 0 | 0.92161 | 0 | 1.0161 | 0 | 1.1202 | 0 | 1.235 | 0 | 1.3616 | 0 | 3798.0543 | 0 | 1.6551 | 0 | 1.8247 | 0 | 2.0118 | 0 | 2.218 | 0 | 2.4453 | 0 | 2.696 | 0 | 2.9723 | 0 | 3.2769 | 0 | 3.6128 | 0 | 10077.3688
| Chemical Feed Room | Doors & Hardware | Steel Doors | 8'x7' Double Steel Door | 1 | 2007 | 2125 | 2125 | 318.75 | 2443.75 | 20 | 2 | 2007 | 0.05% | 5601.1198 | 560.112 | 924.1848 | 7085.4165 | 1.2219 | 0 | 1.1637 | 0 | 1.283 | 0 | 3578.6168 | 0 | 1.5595 | 0 | 1.7193 | 0 | 1.8955 | 0 | 2.0898 | 0 | 2.304 | 0 | 2.5402 | 0 | 2.8006 | 0 | 3.0876 | 0 | 3.4041 | 0 | 9495.1358 | 0 | 4.1377 | 0 | 4.5618 | 0 | 5.0294 | 0 | 5.5449 | 0 | 6.1133 | 0 | 6.7399 | 0 | 7.4307 | 0 | 8.1924 | 0 | 9.0321 | 0 | 25193.4219
| Chemical Feed Room | HVAC | Heating System | Heater and Thermostat | 1 | 2024 | 1500 | 1500 | 225 | 1725 | 20 | 5 | 2024 |  | 1725 | 172.5 | 284.625 | 2182.125
| Chemical Feed Room | HVAC | Unit Heaters | Electric unit heater | 1 | 2007 | 850 | 850 | 127.5 | 977.5 | 10 | 1 | 2007 | 0.05% | 2240.4479 | 224.0448 | 369.6739 | 2834.1666 | 0.48875 | 0.44331 | 0.46548 | 0.48875 | 0.51319 | 0.53885 | 1431.4467 | 0.59408 | 0.62378 | 0.65497 | 0.68772 | 0.72211 | 0.75821 | 0.79612 | 0.83593 | 0.87772 | 2331.6759 | 0.96769 | 1.0161 | 1.0669 | 1.1202 | 1.1762 | 1.235 | 1.2968 | 1.3616 | 1.4297 | 3798.0543 | 1.5763 | 1.6551 | 1.7378 | 1.8247 | 1.916 | 2.0118 | 2.1123 | 2.218 | 2.3289 | 6186.6303 | 2.5676 | 2.696 | 2.8308 | 2.9723 | 3.1209 | 3.2769 | 3.4408 | 3.6128 | 3.7935 | 10077.3688
| Chemical Feed Room | Electrical | VFDs | Backwash reclaim VFD | 1 | 2007 | 12750 | 12750 | 1912.5 | 14662.5 | 20 | 2 | 2007 | 0.05% | 33606.7186 | 3360.6719 | 5545.1086 | 42512.499 | 7.3312 | 0 | 6.9821 | 0 | 7.6978 | 0 | 21471.7009 | 0 | 9.3567 | 0 | 10.3158 | 0 | 11.3732 | 0 | 12.5389 | 0 | 13.8242 | 0 | 15.2411 | 0 | 16.8034 | 0 | 18.5257 | 0 | 20.4246 | 0 | 56970.8146 | 0 | 24.8262 | 0 | 27.3709 | 0 | 30.1764 | 0 | 33.2695 | 0 | 36.6796 | 0 | 40.4393 | 0 | 44.5843 | 0 | 49.1542 | 0 | 54.1925 | 0 | 151160.5316
| Chemical Feed Room | Process | Water Quality Device | SP 510 hardness monitor | 1 | 2023 | 5000 | 5000 | 750 | 5750 | 10 | 1 | 2007 | 0.05% | 6037.5 | 603.75 | 996.1875 | 7637.4375 | 2.875 | 2.6077 | 6927.381 | 2.875 | 3.0188 | 3.1697 | 3.3282 | 3.4946 | 3.6693 | 3.8528 | 4.0454 | 4.2477 | 11283.9736 | 4.6831 | 4.9172 | 5.1631 | 5.4212 | 5.6923 | 5.9769 | 6.2758 | 6.5896 | 6.919 | 18380.404 | 7.6282 | 8.0096 | 8.4101 | 8.8306 | 9.2722 | 9.7358 | 10.2226 | 10.7337 | 11.2704 | 29939.7413 | 12.4256 | 13.0469 | 13.6992 | 14.3842 | 15.1034 | 15.8585 | 16.6515 | 17.484 | 18.3582 | 48768.6837 | 20.24 | 21.252 | 22.3146 | 23.4303
| Chemical Feed Room | Process | Coatings | Wall and Floor Coatings | 1 | 2023 | 20000 | 20000 | 3000 | 23000 | 15 | 1 | 2023 | 0.05% | 24150 | 2415 | 3984.75 | 30549.75 | 11.5 | 10.4308 | 27709.5238 | 11.5 | 12.075 | 12.6788 | 13.3127 | 13.9783 | 14.6772 | 15.4111 | 16.1817 | 16.9907 | 17.8403 | 18.7323 | 19.6689 | 20.6523 | 21.685 | 57606.1099 | 23.9077 | 25.1031 | 26.3582 | 27.6761 | 29.0599 | 30.5129 | 32.0386 | 33.6405 | 35.3225 | 37.0886 | 38.9431 | 40.8902 | 42.9347 | 45.0815 | 119758.9651 | 49.7023 | 52.1875 | 54.7968 | 57.5367 | 60.4135 | 63.4342 | 66.6059 | 69.9362 | 73.433 | 77.1046 | 80.9599 | 85.0079 | 89.2583 | 93.7212
| Control Room | Electrical | SCADA & Controls | SCADA System | 1 | 2022 | 80000 | 80000 | 12000 | 92000 | 15 | 5 | 2022 | 0.05% | 101430 | 10143 | 16735.95 | 128308.95 | 46 | 105560.0907 | 0 | 0 | 0 | 0 | 53.2508 | 0 | 0 | 0 | 0 | 67.963 | 0 | 0 | 0 | 0 | 219451.8472 | 0 | 0 | 0 | 0 | 110.7045 | 0 | 0 | 0 | 0 | 141.2901 | 0 | 0 | 0 | 0 | 456224.6291 | 0 | 0 | 0 | 0 | 230.1467 | 0 | 0 | 0 | 0 | 293.732 | 0 | 0 | 0 | 0 | 948458.2376
| Control Room | Doors & Hardware | Steel Doors | 3'x7' Interior Steel Door | 1 | 2007 | 850 | 850 | 127.5 | 977.5 | 20 | 2 | 2007 | 0.05% | 2240.4479 | 224.0448 | 369.6739 | 2834.1666 | 0.48875 | 0 | 0.46548 | 0 | 0.51319 | 0 | 1431.4467 | 0 | 0.62378 | 0 | 0.68772 | 0 | 0.75821 | 0 | 0.83593 | 0 | 0.92161 | 0 | 1.0161 | 0 | 1.1202 | 0 | 1.235 | 0 | 1.3616 | 0 | 3798.0543 | 0 | 1.6551 | 0 | 1.8247 | 0 | 2.0118 | 0 | 2.218 | 0 | 2.4453 | 0 | 2.696 | 0 | 2.9723 | 0 | 3.2769 | 0 | 3.6128 | 0 | 10077.3688
| Control Room | Process | Water Quality Device | Hach 2100 P Turbidity Monitor | 1 | 2018 | 850 | 850 | 127.5 | 977.5 | 5 | 1 | 2018 | 0.05% | 1309.9435 | 130.9943 | 216.1407 | 1657.0785 | 0.48875 | 0.44331 | 1177.6548 | 0.48875 | 0.51319 | 0.53885 | 0.56579 | 1503.0191 | 0.62378 | 0.65497 | 0.68772 | 0.72211 | 1918.2755 | 0.79612 | 0.83593 | 0.87772 | 0.92161 | 2448.2597 | 1.0161 | 1.0669 | 1.1202 | 1.1762 | 3124.6687 | 1.2968 | 1.3616 | 1.4297 | 1.5012 | 3987.957 | 1.6551 | 1.7378 | 1.8247 | 1.916 | 5089.756 | 2.1123 | 2.218 | 2.3289 | 2.4453 | 6495.9618 | 2.696 | 2.8308 | 2.9723 | 3.1209 | 8290.6762 | 3.4408 | 3.6128 | 3.7935 | 3.9831
| Control Room | Process | Water Quality Device | Hach CL 2 Pocket Chlorimeter | 6 | 2015 | 850 | 5100 | 765 | 5865 | 5 | 1 | 2015 | 0.05% | 9098.54 | 909.854 | 1501.2591 | 11509.6531 | 2.9325 | 2.6599 | 2.7929 | 2.9325 | 7790.1863 | 3.2331 | 3.3947 | 3.5645 | 3.7427 | 9942.4711 | 4.1263 | 4.3326 | 4.5493 | 4.7767 | 12689.3925 | 5.2663 | 5.5297 | 5.8061 | 6.0965 | 16195.2377 | 6.7213 | 7.0574 | 7.4103 | 7.7808 | 20669.6833 | 8.5783 | 9.0072 | 9.4576 | 9.9305 | 26380.3357 | 10.9484 | 11.4958 | 12.0706 | 12.6741 | 33668.7361 | 13.9732 | 14.6719 | 15.4054 | 16.1757 | 42970.7871 | 17.8337 | 18.7254 | 19.6617 | 20.6448 | 54842.8233 | 22.7609 | 23.8989
| Control Room | Process | Water Quality Device | Hach CL 17 | 2 | 2023 | 7000 | 14000 | 2100 | 16100 | 5 | 2 | 2023 |  | 16905 | 1690.5 | 2789.325 | 21384.825
| Control Room | Process | Water Quality Device | Hach DR 3900 | 1 | 2016 | 7000 | 7000 | 1050 | 8050 | 7 | 1 | 2016 | 0.05% | 11893.5163 | 1189.3516 | 1962.4302 | 15045.2981 | 4.025 | 3.6508 | 9698.3333 | 4.025 | 4.2263 | 4.4376 | 4.6594 | 4.8924 | 5.137 | 13646.5289 | 5.6636 | 5.9468 | 6.2441 | 6.5563 | 6.8841 | 7.2283 | 19202.0366 | 7.9692 | 8.3677 | 8.7861 | 9.2254 | 9.6866 | 10.171 | 27019.1939 | 11.2135 | 11.7742 | 12.3629 | 12.981 | 13.6301 | 14.3116 | 38018.7191 | 15.7785 | 16.5674 | 17.3958 | 18.2656 | 19.1789 | 20.1378 | 53496.1557 | 22.202 | 23.3121 | 24.4777 | 25.7015 | 26.9866 | 28.336 | 75274.4633 | 31.2404 | 32.8024
| Control Room | Process | Water Quality Device | Hach pH | 1 | 2024 | 2500 | 2500 | 375 | 2875 | 7 | 1 | 2017 | 0.05% | 2875 | 287.5 | 474.375 | 3636.875 | 1.4375 | 1.3039 | 1.369 | 3636.875 | 1.5094 | 1.5848 | 1.6641 | 1.7473 | 1.8347 | 1.9264 | 5117.4483 | 2.1238 | 2.23 | 2.3415 | 2.4586 | 2.5815 | 2.7106 | 7200.7637 | 2.9885 | 3.1379 | 3.2948 | 3.4595 | 3.6325 | 3.8141 | 10132.1977 | 4.2051 | 4.4153 | 4.6361 | 4.8679 | 5.1113 | 5.3668 | 14257.0197 | 5.9169 | 6.2128 | 6.5234 | 6.8496 | 7.1921 | 7.5517 | 20061.0584 | 8.3257 | 8.742 | 9.1791 | 9.6381 | 10.12 | 10.626 | 28227.9237 | 11.7151
| Control Room | Process | Water Quality Device | Hach Turbidity | 1 | 2022 | 2000 | 2000 | 300 | 2300 | 5 | 1 | 2022 | 0.05% | 2535.75 | 253.575 | 418.3987 | 3207.7237 | 1.15 | 2639.0023 | 1.0952 | 1.15 | 1.2075 | 1.2679 | 3368.1099 | 1.3978 | 1.4677 | 1.5411 | 1.6182 | 4298.6566 | 1.784 | 1.8732 | 1.9669 | 2.0652 | 5486.2962 | 2.2769 | 2.3908 | 2.5103 | 2.6358 | 7002.0587 | 2.906 | 3.0513 | 3.2039 | 3.364 | 8936.5984 | 3.7089 | 3.8943 | 4.089 | 4.2935 | 11405.6157 | 4.7336 | 4.9702 | 5.2187 | 5.4797 | 14556.7771 | 6.0414 | 6.3434 | 6.6606 | 6.9936 | 18578.5462 | 7.7105 | 8.096 | 8.5008 | 8.9258 | 23711.4559
| Detention Basin | Process | Coatings | Wall and Floor Coatings | 1 | 2007 | 20000 | 20000 | 3000 | 23000 | 15 | 1 | 2007 | 0.05% | 52716.4213 | 5271.6421 | 8698.2095 | 66686.273 | 11.5 | 26390.0227 | 10.9524 | 11.5 | 12.075 | 12.6788 | 13.3127 | 13.9783 | 14.6772 | 15.4111 | 16.1817 | 16.9907 | 17.8403 | 18.7323 | 19.6689 | 20.6523 | 54862.9618 | 22.7692 | 23.9077 | 25.1031 | 26.3582 | 27.6761 | 29.0599 | 30.5129 | 32.0386 | 33.6405 | 35.3225 | 37.0886 | 38.9431 | 40.8902 | 42.9347 | 114056.1573 | 47.3356 | 49.7023 | 52.1875 | 54.7968 | 57.5367 | 60.4135 | 63.4342 | 66.6059 | 69.9362 | 73.433 | 77.1046 | 80.9599 | 85.0079 | 89.2583 | 237114.5594
| Exterior | Security | Security System | Exterior Security Gate | 1 | 2022 | 19800 | 19800 | 2970 | 22770 | 20 | 2 | 2022 | 0.05% | 25103.925 | 2510.3925 | 4142.1476 | 31756.4651 | 11.385 | 26126.1224 | 0 | 11.385 | 0 | 12.552 | 0 | 13.8385 | 0 | 15.257 | 0 | 16.8208 | 0 | 18.545 | 0 | 20.4458 | 0 | 22.5415 | 0 | 24.852 | 0 | 69320.3807 | 0 | 30.2078 | 0 | 33.3041 | 0 | 36.7178 | 0 | 40.4813 | 0 | 44.6307 | 0 | 49.2053 | 0 | 54.2489 | 0 | 59.8094 | 0 | 65.9398 | 0 | 183927.6071 | 0 | 80.1503 | 0 | 88.3657 | 0
| Exterior | Pavement | Bituminuos Pavement | Parking Lot | 1 | 2007 | 34000 | 34000 | 5100 | 39100 | 30 | 10 | 2007 | 0.05% | 89617.9162 | 8961.7916 | 14786.9562 | 113366.664 | 19.55 | 0 | 0 | 0 | 0 | 0 | 22.6316 | 0 | 0 | 0 | 0 | 0 | 0 | 0 | 0 | 0 | 93267.0351 | 0 | 0 | 0 | 0 | 0 | 0 | 0 | 0 | 0 | 60.0483 | 0 | 0 | 0 | 0 | 0 | 0 | 0 | 0 | 0 | 97.8123 | 0 | 0 | 0 | 0 | 0 | 0 | 0 | 0 | 0 | 403094.751
| Filter Room | HVAC | Air Exchange | Exhaust Fan | 1 | 2021 | 50000 | 50000 | 7500 | 57500 | 15 | 5 | 2021 | 0.05% | 66563.4375 | 6656.3438 | 10982.9672 | 84202.7484 | 28.75 | 0 | 0 | 0 | 0 | 31.6969 | 0 | 0 | 0 | 0 | 40.4541 | 0 | 0 | 0 | 0 | 130626.0995 | 0 | 0 | 0 | 0 | 65.8955 | 0 | 0 | 0 | 0 | 84.1012 | 0 | 0 | 0 | 0 | 271562.2792 | 0 | 0 | 0 | 0 | 136.9921 | 0 | 0 | 0 | 0 | 174.8404 | 0 | 0 | 0 | 0 | 564558.4748 | 0
| Filter Room | Filter Equipment | Airwash Piping | Airwash Piping | 4 | 2022 | 133000 | 532000 | 79800 | 611800 | 50 | 50 | 2022 | 0.05% | 674509.5 | 67450.95 | 111294.0675 | 853254.5175 | 305.9 | 701974.6032 | 0 | 0 | 0 | 0 | 0 | 0 | 0 | 0 | 0 | 0 | 0 | 0 | 0 | 0 | 0 | 0 | 0 | 0 | 0 | 0 | 0 | 0 | 0 | 0 | 0 | 0 | 0 | 0 | 0 | 0 | 0 | 0 | 0 | 0 | 0 | 0 | 0 | 0 | 0 | 0 | 0 | 0 | 0 | 0 | 0
| Filter Room | Filter Equipment | Filter Media | Anthracite 288 ft2 | 4 | 2022 | 26496 | 105984 | 15897.6 | 121881.6 | 20 | 1 | 2022 | 0.05% | 134374.464 | 13437.4464 | 22171.7866 | 169983.697 | 60.9408 | 139846.0082 | 58.0389 | 60.9408 | 63.9878 | 67.1872 | 70.5466 | 74.0739 | 77.7776 | 81.6665 | 85.7498 | 90.0373 | 94.5392 | 99.2661 | 104.2294 | 109.4409 | 114.913 | 120.6586 | 126.6915 | 133.0261 | 139.6774 | 371053.0925 | 153.9944 | 161.6941 | 169.7788 | 178.2677 | 187.1811 | 196.5402 | 206.3672 | 216.6855 | 227.5198 | 238.8958 | 250.8406 | 263.3826 | 276.5518 | 290.3793 | 304.8983 | 320.1432 | 336.1504 | 352.9579 | 370.6058 | 984514.3189 | 408.5929 | 429.0225 | 450.4737 | 472.9974 | 496.6472
| Filter Room | Filter Equipment | Filter Media | Garnet 4" | 4 | 2022 | 4004.555 | 16018.2199 | 2402.733 | 18420.9529 | 20 | 1 | 2022 | 0.05% | 20309.1005 | 2030.9101 | 3351.0016 | 25691.0122 | 9.2105 | 21136.0593 | 8.7719 | 9.2105 | 9.671 | 10.1546 | 10.6623 | 11.1954 | 11.7552 | 12.3429 | 12.9601 | 13.6081 | 14.2885 | 15.0029 | 15.753 | 16.5407 | 17.3677 | 18.2361 | 19.1479 | 20.1053 | 21.1106 | 56080.2576 | 23.2744 | 24.4381 | 25.66 | 26.943 | 28.2902 | 29.7047 | 31.1899 | 32.7494 | 34.3869 | 36.1063 | 37.9116 | 39.8071 | 41.7975 | 43.8874 | 46.0818 | 48.3858 | 50.8051 | 53.3454 | 56.0127 | 148797.6189 | 61.754 | 64.8417 | 68.0837 | 71.4879 | 75.0623
| Filter Room | Filter Equipment | Filter Media | GSR (Greensand) 12" | 4 | 2022 | 25344 | 101376 | 15206.4 | 116582.4 | 20 | 1 | 2022 | 0.05% | 128532.096 | 12853.2096 | 21207.7958 | 162593.1014 | 58.2912 | 133765.7469 | 55.5154 | 58.2912 | 61.2058 | 64.266 | 67.4794 | 70.8533 | 74.396 | 78.1158 | 82.0216 | 86.1227 | 90.4288 | 94.9502 | 99.6977 | 104.6826 | 109.9168 | 115.4126 | 121.1832 | 127.2424 | 133.6045 | 354920.3494 | 147.299 | 154.6639 | 162.3971 | 170.517 | 179.0428 | 187.9949 | 197.3947 | 207.2644 | 217.6276 | 228.509 | 239.9345 | 251.9312 | 264.5278 | 277.7542 | 291.6419 | 306.224 | 321.5352 | 337.6119 | 354.4925 | 941709.3485 | 390.828 | 410.3694 | 430.8879 | 452.4323 | 475.0539
| Filter Room | Fil | Floats | 4 RADAR Floats per filter | 16 | 2022 | 2500 | 40000 | 6000 | 46000 | 10 | 2 | 2022 | 0.05% | 50715 | 5071.5 | 8367.975 | 64154.475 | 23 | 52780.0454 | 0 | 23 | 0 | 25.3575 | 0 | 27.9566 | 0 | 30.8222 | 0 | 85973.1323 | 0 | 37.4646 | 0 | 41.3047 | 0 | 45.5384 | 0 | 50.2061 | 0 | 140041.1732 | 0 | 61.0258 | 0 | 67.281 | 0 | 74.1773 | 0 | 81.7805 | 0 | 228112.3146 | 0 | 99.4047 | 0 | 109.5937 | 0 | 120.827 | 0 | 133.2118 | 0 | 371570.9235 | 0 | 161.9197 | 0 | 178.5165 | 0
| Filter Room | Filter Equipment | Inlet Distributor | Inlet Distributor Weirs | 4 | 2016 | 10000 | 40000 | 6000 | 46000 | 25 | 1 | 2016 | 0.05% | 67962.9504 | 6796.295 | 11213.8868 | 85973.1323 | 23 | 20.8617 | 21.9048 | 23 | 24.15 | 25.3575 | 26.6254 | 27.9566 | 29.3545 | 30.8222 | 32.3633 | 33.9815 | 35.6805 | 37.4646 | 39.3378 | 41.3047 | 43.3699 | 45.5384 | 47.8153 | 50.2061 | 133372.5459 | 55.3522 | 58.1199 | 61.0258 | 64.0771 | 67.281 | 70.645 | 74.1773 | 77.8862 | 81.7805 | 85.8695 | 90.163 | 94.6711 | 99.4047 | 104.3749 | 109.5937 | 115.0733 | 120.827 | 126.8684 | 133.2118 | 139.8724 | 146.866 | 154.2093 | 161.9197 | 170.0157 | 451646.7798 | 187.4423
| Filter Room | Electrical | SCADA & Controls | Control Panel | 2 | 2018 | 25500 | 51000 | 7650 | 58650 | 20 | 5 | 2018 | 0.05% | 78596.6093 | 7859.6609 | 12968.4405 | 99424.7108 | 29.325 | 0 | 27.9286 | 0 | 0 | 0 | 0 | 35.6447 | 0 | 0 | 0 | 0 | 45.4927 | 0 | 0 | 0 | 0 | 146895.5802 | 0 | 0 | 0 | 0 | 74.1028 | 0 | 0 | 0 | 0 | 94.5761 | 0 | 0 | 0 | 0 | 120.7057 | 0 | 0 | 0 | 0 | 389757.7059 | 0 | 0 | 0 | 0 | 196.6168 | 0 | 0 | 0 | 0
| Filter Room | Electrical | SCADA & Controls | Plant Computer Equipment | 1 | 2022 | 17000 | 17000 | 2550 | 19550 | 10 | 5 | 2022 | 0.05% | 21553.875 | 2155.3875 | 3556.3894 | 27265.6519 | 9.775 | 22431.5193 | 0 | 0 | 0 | 0 | 11.3158 | 0 | 0 | 0 | 0 | 36538.5812 | 0 | 0 | 0 | 0 | 18.4322 | 0 | 0 | 0 | 0 | 59517.4986 | 0 | 0 | 0 | 0 | 30.0241 | 0 | 0 | 0 | 0 | 96947.7337 | 0 | 0 | 0 | 0 | 48.9062 | 0 | 0 | 0 | 0 | 157917.6425 | 0 | 0 | 0 | 0 | 79.663
| Filter Room | Electrical | SCADA & Controls | Plant Controls & Programming | 1 | 2007 | 100000 | 100000 | 15000 | 115000 | 15 | 5 | 2007 | 0.05% | 263582.1065 | 26358.2107 | 43491.0476 | 333431.3648 | 57.5 | 131950.1134 | 0 | 0 | 0 | 0 | 66.5634 | 0 | 0 | 0 | 0 | 84.9537 | 0 | 0 | 0 | 0 | 274314.809 | 0 | 0 | 0 | 0 | 138.3806 | 0 | 0 | 0 | 0 | 176.6126 | 0 | 0 | 0 | 0 | 570280.7864 | 0 | 0 | 0 | 0 | 287.6833 | 0 | 0 | 0 | 0 | 367.1649 | 0 | 0 | 0 | 0 | 1185572.7971
| Filter Room | Doors & Hardware | Steel Doors | 3'x7' Interior Steel Door | 2 | 2007 | 850 | 1700 | 255 | 1955 | 20 | 2 | 2007 | 0.05% | 4480.8958 | 448.0896 | 739.3478 | 5668.3332 | 0.9775 | 0 | 0.93095 | 0 | 1.0264 | 0 | 2862.8934 | 0 | 1.2476 | 0 | 1.3754 | 0 | 1.5164 | 0 | 1.6719 | 0 | 1.8432 | 0 | 2.0322 | 0 | 2.2404 | 0 | 2.4701 | 0 | 2.7233 | 0 | 7596.1086 | 0 | 3.3102 | 0 | 3.6495 | 0 | 4.0235 | 0 | 4.4359 | 0 | 4.8906 | 0 | 5.3919 | 0 | 5.9446 | 0 | 6.5539 | 0 | 7.2257 | 0 | 20154.7376
| Filter Room | Doors & Hardware | Steel Doors | 4'x7' Exterior Steel Door | 1 | 2007 | 935 | 935 | 140.25 | 1075.25 | 20 | 2 | 2007 | 0.05% | 2464.4927 | 246.4493 | 406.6413 | 3117.5833 | 0.53763 | 0 | 0.51202 | 0 | 0.56451 | 0 | 1574.5914 | 0 | 0.68616 | 0 | 0.75649 | 0 | 0.83403 | 0 | 0.91952 | 0 | 1.0138 | 0 | 1.1177 | 0 | 1.2322 | 0 | 1.3586 | 0 | 1.4978 | 0 | 4177.8597 | 0 | 1.8206 | 0 | 2.0072 | 0 | 2.2129 | 0 | 2.4398 | 0 | 2.6898 | 0 | 2.9655 | 0 | 3.2695 | 0 | 3.6046 | 0 | 3.9741 | 0 | 11085.1057
| Filter Room | Filter Equipment | Underdrain | Monolithic Underdrain | 4 | 2022 | 113402.25 | 453609 | 68041.35 | 521650.35 | 20 | 20 | 2022 | 0.05% | 575119.5109 | 57511.9511 | 94894.7193 | 727526.1813 | 260.8252 | 598537.5898 | 0 | 0 | 0 | 0 | 0 | 0 | 0 | 0 | 0 | 0 | 0 | 0 | 0 | 0 | 0 | 0 | 0 | 0 | 0 | 1588098.4134 | 0 | 0 | 0 | 0 | 0 | 0 | 0 | 0 | 0 | 0 | 0 | 0 | 0 | 0 | 0 | 0 | 0 | 0 | 0 | 4213697.8759 | 0 | 0 | 0 | 0 | 0
| Filter Room | HVAC | Unit Heaters | Unit Heater | 4 | 2024 | 2470 | 9880 | 1482 | 11362 | 7 | 1 | 2007 | 0.05% | 11362 | 1136.2 | 1874.73 | 14372.93 | 5.681 | 5.1528 | 5.4105 | 14372.93 | 5.9651 | 6.2633 | 6.5765 | 6.9053 | 7.2506 | 7.6131 | 20224.1559 | 8.3934 | 8.8131 | 9.2538 | 9.7164 | 10.2023 | 10.7124 | 28457.4183 | 11.8104 | 12.4009 | 13.021 | 13.672 | 14.3556 | 15.0734 | 40042.4453 | 16.6184 | 17.4493 | 18.3218 | 19.2379 | 20.1998 | 21.2098 | 56343.7417 | 23.3838 | 24.553 | 25.7806 | 27.0696 | 28.4231 | 29.8443 | 79281.3028 | 32.9033 | 34.5485 | 36.2759 | 38.0897 | 39.9942 | 41.9939 | 111556.7546 | 46.2983
| Filter Room | Filter Equipment | Wash Troughs | Wash Troughs 23 ft | 4 | 2018 | 4600 | 18400 | 2760 | 21160 | 30 | 15 | 2018 | 0.05% | 28356.4238 | 2835.6424 | 4678.8099 | 35870.8761 | 10.58 | 0 | 0 | 0 | 0 | 0 | 0 | 0 | 0 | 0 | 0 | 0 | 16.4131 | 0 | 0 | 0 | 0 | 0 | 0 | 0 | 0 | 0 | 0 | 0 | 0 | 0 | 0 | 86327.5402 | 0 | 0 | 0 | 0 | 0 | 0 | 0 | 0 | 0 | 0 | 0 | 0 | 0 | 0 | 70.9363 | 0 | 0 | 0 | 0
| Fluoride | Chemical Feed Systems | Fluoride feed system | 300 gallon tank | 1 | 2007 | 4250 | 4250 | 637.5 | 4887.5 | 10 | 5 | 2007 | 0.05% | 11202.2395 | 1120.224 | 1848.3695 | 14170.833 | 2.4438 | 2.2166 | 0 | 0 | 0 | 0 | 7157.2336 | 0 | 0 | 0 | 0 | 3.6105 | 0 | 0 | 0 | 0 | 11658.3794 | 0 | 0 | 0 | 0 | 5.8812 | 0 | 0 | 0 | 0 | 18990.2715 | 0 | 0 | 0 | 0 | 9.5798 | 0 | 0 | 0 | 0 | 30933.1513 | 0 | 0 | 0 | 0 | 15.6045 | 0 | 0 | 0 | 0 | 50386.8439
| Fluoride | Chemical Feed Systems | Fluoride feed system | Break Tank | 1 | 2022 | 4250 | 4250 | 637.5 | 4887.5 | 10 | 2 | 2022 | 0.05% | 5388.4688 | 538.8469 | 889.0973 | 6816.413 | 2.4438 | 5607.8798 | 0 | 2.4438 | 0 | 2.6942 | 0 | 2.9704 | 0 | 3.2749 | 0 | 9134.6453 | 0 | 3.9806 | 0 | 4.3886 | 0 | 4.8385 | 0 | 5.3344 | 0 | 14879.3747 | 0 | 6.484 | 0 | 7.1486 | 0 | 7.8813 | 0 | 8.6892 | 0 | 24236.9334 | 0 | 10.5617 | 0 | 11.6443 | 0 | 12.8379 | 0 | 14.1538 | 0 | 39479.4106 | 0 | 17.204 | 0 | 18.9674 | 0
| Fluoride | Chemical Feed Systems | Fluoride feed system | Peristaltic Feed Pump | 3 | 2023 | 2125 | 3300 | 495 | 3795 | 10 | 1 | 2020 | 0.05% | 3984.75 | 398.475 | 657.4837 | 5040.7088 | 1.8975 | 1.7211 | 4572.0714 | 1.8975 | 1.9924 | 2.092 | 2.1966 | 2.3064 | 2.4217 | 2.5428 | 2.67 | 2.8035 | 7447.4226 | 3.0908 | 3.2454 | 3.4076 | 3.578 | 3.7569 | 3.9448 | 4.142 | 4.3491 | 4.5666 | 12131.0666 | 5.0346 | 5.2864 | 5.5507 | 5.8282 | 6.1196 | 6.4256 | 6.7469 | 7.0842 | 7.4384 | 19760.2292 | 8.2009 | 8.6109 | 9.0415 | 9.4936 | 9.9682 | 10.4666 | 10.99 | 11.5395 | 12.1164 | 32187.3312 | 13.3584 | 14.0263 | 14.7276 | 15.464
| Fluoride | Chemical Feed Systems | Fluoride feed system | Solution Piping | 1 | 2007 | 8000 | 8000 | 1200 | 9200 | 10 | 1 | 2007 | 0.05% | 21086.5685 | 2108.6569 | 3479.2838 | 26674.5092 | 4.6 | 4.1723 | 4.381 | 4.6 | 4.83 | 5.0715 | 13472.4398 | 5.5913 | 5.8709 | 6.1644 | 6.4727 | 6.7963 | 7.1361 | 7.4929 | 7.8676 | 8.2609 | 21945.1847 | 9.1077 | 9.5631 | 10.0412 | 10.5433 | 11.0704 | 11.624 | 12.2052 | 12.8154 | 13.4562 | 35746.3935 | 14.8355 | 15.5772 | 16.3561 | 17.1739 | 18.0326 | 18.9342 | 19.8809 | 20.875 | 21.9187 | 58227.1083 | 24.1654 | 25.3737 | 26.6424 | 27.9745 | 29.3732 | 30.8419 | 32.3839 | 34.0031 | 35.7033 | 94845.8238
| Fluoride | HVAC | Make-Up Air | Fresh air intake/exhaust system | 1 | 2007 | 8500 | 8500 | 1275 | 9775 | 15 | 1 | 2007 | 0.05% | 22404.4791 | 2240.4479 | 3696.739 | 28341.666 | 4.8875 | 11215.7596 | 4.6548 | 4.8875 | 5.1319 | 5.3885 | 5.6579 | 5.9408 | 6.2378 | 6.5497 | 6.8772 | 7.2211 | 7.5821 | 7.9612 | 8.3593 | 8.7772 | 23316.7588 | 9.6769 | 10.1608 | 10.6688 | 11.2022 | 11.7624 | 12.3505 | 12.968 | 13.6164 | 14.2972 | 15.0121 | 15.7627 | 16.5508 | 17.3784 | 18.2473 | 48473.8668 | 20.1176 | 21.1235 | 22.1797 | 23.2887 | 24.4531 | 25.6757 | 26.9595 | 28.3075 | 29.7229 | 31.209 | 32.7695 | 34.4079 | 36.1283 | 37.9348 | 100773.6878
| Fluoride | Doors & Hardware | Steel Doors | 4'x7' Steel Exterior Door | 1 | 2007 | 935 | 935 | 140.25 | 1075.25 | 20 | 2 | 2007 | 0.05% | 2464.4927 | 246.4493 | 406.6413 | 3117.5833 | 0.53763 | 0 | 0.51202 | 0 | 0.56451 | 0 | 1574.5914 | 0 | 0.68616 | 0 | 0.75649 | 0 | 0.83403 | 0 | 0.91952 | 0 | 1.0138 | 0 | 1.1177 | 0 | 1.2322 | 0 | 1.3586 | 0 | 1.4978 | 0 | 4177.8597 | 0 | 1.8206 | 0 | 2.0072 | 0 | 2.2129 | 0 | 2.4398 | 0 | 2.6898 | 0 | 2.9655 | 0 | 3.2695 | 0 | 3.6046 | 0 | 3.9741 | 0 | 11085.1057
| Fluoride | HVAC | Unit Heaters | Electric Unit Heater | 1 | 2007 | 850 | 850 | 127.5 | 977.5 | 10 | 1 | 2007 | 0.05% | 2240.4479 | 224.0448 | 369.6739 | 2834.1666 | 0.48875 | 0.44331 | 0.46548 | 0.48875 | 0.51319 | 0.53885 | 1431.4467 | 0.59408 | 0.62378 | 0.65497 | 0.68772 | 0.72211 | 0.75821 | 0.79612 | 0.83593 | 0.87772 | 2331.6759 | 0.96769 | 1.0161 | 1.0669 | 1.1202 | 1.1762 | 1.235 | 1.2968 | 1.3616 | 1.4297 | 3798.0543 | 1.5763 | 1.6551 | 1.7378 | 1.8247 | 1.916 | 2.0118 | 2.1123 | 2.218 | 2.3289 | 6186.6303 | 2.5676 | 2.696 | 2.8308 | 2.9723 | 3.1209 | 3.2769 | 3.4408 | 3.6128 | 3.7935 | 10077.3688
| High Service Pump (HSP) Room | Process Valves | Air Relief Valves | 1" Air Release Valve | 1 | 2007 | 600 | 600 | 90 | 690 | 15 | 1 | 2007 | 0.05% | 1581.4926 | 158.1493 | 260.9463 | 2000.5882 | 0.345 | 791.7007 | 0.32857 | 0.345 | 0.36225 | 0.38036 | 0.39938 | 0.41935 | 0.44032 | 0.46233 | 0.48545 | 0.50972 | 0.53521 | 0.56197 | 0.59007 | 0.61957 | 1645.8889 | 0.68308 | 0.71723 | 0.75309 | 0.79075 | 0.83028 | 0.8718 | 0.91539 | 0.96116 | 1.0092 | 1.0597 | 1.1127 | 1.1683 | 1.2267 | 1.288 | 3421.6847 | 1.4201 | 1.4911 | 1.5656 | 1.6439 | 1.7261 | 1.8124 | 1.903 | 1.9982 | 2.0981 | 2.203 | 2.3131 | 2.4288 | 2.5502 | 2.6777 | 7113.4368
| High Service Pump (HSP) Room | Process Valves | Air Relief Valves | Air & Vacuum Valves | 4 | 2007 | 2975 | 11900 | 1785 | 13685 | 15 | 1 | 2007 | 0.05% | 31366.2707 | 3136.6271 | 5175.4347 | 39678.3324 | 6.8425 | 15702.0635 | 6.5167 | 6.8425 | 7.1846 | 7.5439 | 7.921 | 8.3171 | 8.733 | 9.1696 | 9.6281 | 10.1095 | 10.615 | 11.1457 | 11.703 | 12.2881 | 32643.4623 | 13.5477 | 14.2251 | 14.9363 | 15.6831 | 16.4673 | 17.2907 | 18.1552 | 19.0629 | 20.0161 | 21.0169 | 22.0677 | 23.1711 | 24.3297 | 25.5462 | 67863.4136 | 28.1647 | 29.5729 | 31.0515 | 32.6041 | 34.2343 | 35.946 | 37.7433 | 39.6305 | 41.612 | 43.6926 | 45.8773 | 48.1711 | 50.5797 | 53.1087 | 141083.1629
| High Service Pump (HSP) Room | Process Valves | Automated Valves | 18" pneumatic BFV High Rate BW Valve - | 1 | 2007 | 7220 | 7220 | 1083 | 8303 | 15 | 1 | 2007 | 0.05% | 19030.6281 | 1903.0628 | 3140.0536 | 24073.7445 | 4.1515 | 9526.7982 | 3.9538 | 4.1515 | 4.3591 | 4.577 | 4.8059 | 5.0462 | 5.2985 | 5.5634 | 5.8416 | 6.1337 | 6.4403 | 6.7624 | 7.1005 | 7.4555 | 19805.5292 | 8.2197 | 8.6307 | 9.0622 | 9.5153 | 9.9911 | 10.4906 | 11.0152 | 11.5659 | 12.1442 | 12.7514 | 13.389 | 14.0585 | 14.7614 | 15.4994 | 41174.2728 | 17.0881 | 17.9425 | 18.8397 | 19.7817 | 20.7707 | 21.8093 | 22.8997 | 24.0447 | 25.247 | 26.5093 | 27.8348 | 29.2265 | 30.6878 | 32.2222 | 85598.3559
| High Service Pump (HSP) Room | Process Valves | Automated Valves | 8" Low Rate BW Valve - Pneumatic | 1 | 2007 | 6120 | 6120 | 918 | 7038 | 15 | 1 | 2007 | 0.05% | 16131.2249 | 1613.1225 | 2661.6521 | 20405.9995 | 3.519 | 8075.3469 | 3.3514 | 3.519 | 3.695 | 3.8797 | 4.0737 | 4.2774 | 4.4912 | 4.7158 | 4.9516 | 5.1992 | 5.4591 | 5.7321 | 6.0187 | 6.3196 | 16788.0663 | 6.9674 | 7.3157 | 7.6815 | 8.0656 | 8.4689 | 8.8923 | 9.337 | 9.8038 | 10.294 | 10.8087 | 11.3491 | 11.9166 | 12.5124 | 13.138 | 34901.1841 | 14.4847 | 15.2089 | 15.9694 | 16.7678 | 17.6062 | 18.4865 | 19.4109 | 20.3814 | 21.4005 | 22.4705 | 23.594 | 24.7737 | 26.0124 | 27.313 | 72557.0552
| High Service Pump (HSP) Room | Pumps | Backwash Supply Pump | 75 Hp Backwash Pump | 1 | 2007 | 55000 | 55000 | 8250 | 63250 | 20 | 1 | 2007 | 0.05% | 144970.1586 | 14497.0159 | 23920.0762 | 183387.2506 | 31.625 | 28.6848 | 30.119 | 31.625 | 33.2063 | 34.8666 | 92623.0233 | 38.4404 | 40.3624 | 42.3805 | 44.4996 | 46.7245 | 49.0608 | 51.5138 | 54.0895 | 56.794 | 59.6337 | 62.6153 | 65.7461 | 69.0334 | 72.4851 | 76.1093 | 79.9148 | 83.9105 | 88.1061 | 92.5114 | 245756.4551 | 101.9938 | 107.0935 | 112.4481 | 118.0706 | 123.9741 | 130.1728 | 136.6814 | 143.5155 | 150.6913 | 158.2258 | 166.1371 | 174.444 | 183.1662 | 192.3245 | 201.9407 | 212.0378 | 222.6396 | 233.7716 | 245.4602 | 652065.0384
| High Service Pump (HSP) Room | Filter Air Wash System | Blower | Blower | 1 | 2007 | 21250 | 21250 | 3187.5 | 24437.5 | 30 | 1 | 2007 | 0.05% | 56011.1976 | 5601.1198 | 9241.8476 | 70854.165 | 12.2188 | 11.0828 | 11.6369 | 12.2188 | 12.8297 | 13.4712 | 14.1447 | 14.852 | 15.5946 | 16.3743 | 17.193 | 18.0527 | 18.9553 | 19.9031 | 20.8982 | 21.9431 | 58291.8969 | 24.1923 | 25.4019 | 26.672 | 28.0056 | 29.4059 | 30.8762 | 32.42 | 34.041 | 35.743 | 37.5302 | 39.4067 | 41.377 | 43.4459 | 45.6182 | 47.8991 | 50.294 | 52.8087 | 55.4492 | 58.2216 | 61.1327 | 64.1893 | 67.3988 | 70.7688 | 74.3072 | 78.0226 | 81.9237 | 86.0199 | 90.3209 | 94.8369 | 251934.2194
| High Service Pump (HSP) Room | Filter Air Wash System | Blower Piping | 6" Pneumatic BFV Blower Unloading Valve | 1 | 2007 | 5270 | 5270 | 790.5 | 6060.5 | 15 | 1 | 2007 | 0.05% | 13890.777 | 1389.0777 | 2291.9782 | 17571.8329 | 3.0303 | 6953.771 | 2.886 | 3.0303 | 3.1818 | 3.3409 | 3.5079 | 3.6833 | 3.8675 | 4.0608 | 4.2639 | 4.4771 | 4.7009 | 4.936 | 5.1828 | 5.4419 | 14456.3904 | 5.9997 | 6.2997 | 6.6147 | 6.9454 | 7.2927 | 7.6573 | 8.0402 | 8.4422 | 8.8643 | 9.3075 | 9.7729 | 10.2615 | 10.7746 | 11.3133 | 30053.7974 | 12.4729 | 13.0966 | 13.7514 | 14.439 | 15.1609 | 15.919 | 16.7149 | 17.5507 | 18.4282 | 19.3496 | 20.3171 | 21.3329 | 22.3996 | 23.5196 | 62479.6864
| High Service Pump (HSP) Room | Process Valves | Check Valves | 10" Disk Check Valve | 1 | 2007 | 7650 | 7650 | 1147.5 | 8797.5 | 20 | 1 | 2007 | 0.05% | 20164.0312 | 2016.4031 | 3327.0651 | 25507.4994 | 4.3987 | 3.9898 | 4.1893 | 4.3987 | 4.6187 | 4.8496 | 12883.0205 | 5.3467 | 5.614 | 5.8947 | 6.1895 | 6.499 | 6.8239 | 7.1651 | 7.5234 | 7.8995 | 8.2945 | 8.7092 | 9.1447 | 9.6019 | 10.082 | 10.5861 | 11.1154 | 11.6712 | 12.2548 | 12.8675 | 34182.4888 | 14.1864 | 14.8957 | 15.6405 | 16.4225 | 17.2437 | 18.1059 | 19.0111 | 19.9617 | 20.9598 | 22.0078 | 23.1082 | 24.2636 | 25.4768 | 26.7506 | 28.0881 | 29.4925 | 30.9672 | 32.5155 | 34.1413 | 90696.319
| High Service Pump (HSP) Room | Process Valves | Check Valves | 12" Disk Check Valve | 1 | 2007 | 4095 | 4095 | 614.25 | 4709.25 | 20 | 1 | 2007 | 0.05% | 10793.6873 | 1079.3687 | 1780.9584 | 13654.0144 | 2.3546 | 2.1357 | 2.2425 | 2.3546 | 2.4724 | 2.596 | 6896.2051 | 2.8621 | 3.0052 | 3.1554 | 3.3132 | 3.4789 | 3.6528 | 3.8354 | 4.0272 | 4.2286 | 4.44 | 4.662 | 4.8951 | 5.1399 | 5.3968 | 5.6667 | 5.95 | 6.2475 | 6.5599 | 6.8879 | 18297.6852 | 7.5939 | 7.9736 | 8.3723 | 8.7909 | 9.2304 | 9.692 | 10.1766 | 10.6854 | 11.2197 | 11.7806 | 12.3697 | 12.9881 | 13.6376 | 14.3194 | 15.0354 | 15.7872 | 16.5765 | 17.4054 | 18.2756 | 48549.206
| High Service Pump (HSP) Room | Process Valves | Check Valves | 8" Disk Check Valve | 2 | 2007 | 2975 | 5950 | 892.5 | 6842.5 | 20 | 1 | 2007 | 0.05% | 15683.1353 | 1568.3135 | 2587.7173 | 19839.1662 | 3.4213 | 3.1032 | 3.2583 | 3.4213 | 3.5923 | 3.7719 | 10020.1271 | 4.1586 | 4.3665 | 4.5848 | 4.814 | 5.0547 | 5.3075 | 5.5729 | 5.8515 | 6.1441 | 6.4513 | 6.7738 | 7.1125 | 7.4682 | 7.8416 | 8.2336 | 8.6453 | 9.0776 | 9.5315 | 10.008 | 26586.3801 | 11.0339 | 11.5856 | 12.1648 | 12.7731 | 13.4117 | 14.0823 | 14.7864 | 15.5258 | 16.3021 | 17.1172 | 17.973 | 18.8717 | 19.8153 | 20.806 | 21.8463 | 22.9386 | 24.0856 | 25.2898 | 26.5543 | 70541.5814
| High Service Pump (HSP) Room | Injectors | Chem | Neptune Chem Feed Injectors | 5 | 2023 | 3500 | 17500 | 2625 | 20125 | 10 | 1 | 2023 | 0.05% | 21131.25 | 2113.125 | 3486.6562 | 26731.0312 | 10.0625 | 9.127 | 24245.8333 | 10.0625 | 10.5656 | 11.0939 | 11.6486 | 12.231 | 12.8426 | 13.4847 | 14.1589 | 14.8669 | 39493.9076 | 16.3908 | 17.2103 | 18.0708 | 18.9743 | 19.9231 | 20.9192 | 21.9652 | 23.0634 | 24.2166 | 64331.4139 | 26.6988 | 28.0337 | 29.4354 | 30.9072 | 32.4526 | 34.0752 | 35.779 | 37.5679 | 39.4463 | 104789.0945 | 43.4895 | 45.664 | 47.9472 | 50.3446 | 52.8618 | 55.5049 | 58.2801 | 61.1942 | 64.2539 | 170690.393 | 70.8399 | 74.3819 | 78.101 | 82.006
| High Service Pump (HSP) Room | Filter Air Wash System | Control Devices | Blower Pressure Gauge | 1 | 2018 | 1275 | 1275 | 191.25 | 1466.25 | 15 | 1 | 2018 | 0.05% | 1964.9152 | 196.4915 | 324.211 | 2485.6178 | 0.73313 | 0.66497 | 0.69821 | 0.73313 | 0.76978 | 0.80827 | 0.84868 | 0.89112 | 0.93567 | 0.98246 | 1.0316 | 1.0832 | 2877.4133 | 1.1942 | 1.2539 | 1.3166 | 1.3824 | 1.4515 | 1.5241 | 1.6003 | 1.6803 | 1.7644 | 1.8526 | 1.9452 | 2.0425 | 2.1446 | 2.2518 | 5981.9355 | 2.4826 | 2.6068 | 2.7371 | 2.8739 | 3.0176 | 3.1685 | 3.327 | 3.4933 | 3.668 | 3.8514 | 4.0439 | 4.2461 | 4.4584 | 4.6814 | 12436.0143 | 5.1612 | 5.4193 | 5.6902 | 5.9747
| High Service Pump (HSP) Room | Instrumentation | Control Devices | RADAR pressure sensor | 1 | 2022 | 2125 | 2125 | 318.75 | 2443.75 | 10 | 1 | 2022 | 0.05% | 2694.2344 | 269.4234 | 444.5487 | 3408.2065 | 1.2219 | 2803.9399 | 1.1637 | 1.2219 | 1.283 | 1.3471 | 1.4145 | 1.4852 | 1.5595 | 1.6374 | 1.7193 | 4567.3227 | 1.8955 | 1.9903 | 2.0898 | 2.1943 | 2.304 | 2.4192 | 2.5402 | 2.6672 | 2.8006 | 7439.6873 | 3.0876 | 3.242 | 3.4041 | 3.5743 | 3.753 | 3.9407 | 4.1377 | 4.3446 | 4.5618 | 12118.4667 | 5.0294 | 5.2809 | 5.5449 | 5.8222 | 6.1133 | 6.4189 | 6.7399 | 7.0769 | 7.4307 | 19739.7053 | 8.1924 | 8.602 | 9.0321 | 9.4837 | 9.9579
| High Service Pump (HSP) Room | HVAC | Dehumidifier | Quest HI-E Dry Humidifier | 1 | 2007 | 3310 | 3310 | 496.5 | 3806.5 | 8 | 1 | 2007 | 0.05% | 8724.5677 | 872.4568 | 1439.5537 | 11036.5782 | 1.9033 | 1.7263 | 4585.9262 | 1.9033 | 1.9984 | 2.0983 | 2.2032 | 2.3134 | 2.4291 | 2.5505 | 6775.5016 | 2.812 | 2.9526 | 3.1002 | 3.2552 | 3.418 | 3.5889 | 3.7683 | 10010.5017 | 4.1546 | 4.3623 | 4.5804 | 4.8094 | 5.0499 | 5.3024 | 5.5675 | 14790.0703 | 6.1382 | 6.4451 | 6.7673 | 7.1057 | 7.461 | 7.834 | 8.2257 | 21851.6699 | 9.0689 | 9.5223 | 9.9984 | 10.4984 | 11.0233 | 11.5744 | 12.1532 | 32284.8686 | 13.3989 | 14.0688 | 14.7722 | 15.5109
| High Service Pump (HSP) Room | Pumps | High Service Pumps | 125 Hp High Service Pump | 1 | 2007 | 45000 | 45000 | 6750 | 51750 | 20 | 1 | 2007 | 0.05% | 118611.9479 | 11861.1948 | 19570.9714 | 150044.1142 | 25.875 | 23.4694 | 24.6429 | 25.875 | 27.1688 | 28.5272 | 75782.4736 | 31.4512 | 33.0238 | 34.675 | 36.4087 | 38.2292 | 40.1406 | 42.1476 | 44.255 | 46.4678 | 48.7912 | 51.2307 | 53.7923 | 56.4819 | 59.306 | 62.2713 | 65.3848 | 68.6541 | 72.0868 | 75.6911 | 201073.4633 | 83.4495 | 87.6219 | 92.003 | 96.6032 | 101.4333 | 106.505 | 111.8303 | 117.4218 | 123.2929 | 129.4575 | 135.9304 | 142.7269 | 149.8632 | 157.3564 | 165.2242 | 173.4854 | 182.1597 | 191.2677 | 200.8311 | 533507.7587
| High Service Pump (HSP) Room | Pumps | High Service Pumps | 60 Hp High Service Pump | 2 | 2007 | 59500 | 119000 | 17850 | 136850 | 20 | 1 | 2007 | 0.05% | 313662.7068 | 31366.2707 | 51754.3466 | 396783.3241 | 68.425 | 62.0635 | 65.1667 | 68.425 | 71.8462 | 75.4386 | 200402.5413 | 83.171 | 87.3296 | 91.696 | 96.2808 | 101.0949 | 106.1496 | 111.4571 | 117.03 | 122.8815 | 129.0255 | 135.4768 | 142.2507 | 149.3632 | 156.8314 | 164.6729 | 172.9066 | 181.5519 | 190.6295 | 200.161 | 531727.6029 | 220.6775 | 231.7113 | 243.2969 | 255.4617 | 268.2348 | 281.6466 | 295.7289 | 310.5154 | 326.0411 | 342.3432 | 359.4603 | 377.4334 | 396.305 | 416.1203 | 436.9263 | 458.7726 | 481.7112 | 505.7968 | 531.0866 | 1410831.6285
| High Service Pump (HSP) Room | Process Valves | Manual Valves | 10" BFV Manual | 4 | 2007 | 2295 | 9180 | 1377 | 10557 | 20 | 2 | 2007 | 0.05% | 24196.8374 | 2419.6837 | 3992.4782 | 30608.9993 | 5.2785 | 0 | 5.0271 | 0 | 5.5424 | 0 | 15459.6246 | 0 | 6.7369 | 0 | 7.4274 | 0 | 8.1887 | 0 | 9.028 | 0 | 9.9534 | 0 | 10.9736 | 0 | 12.0984 | 0 | 13.3385 | 0 | 14.7057 | 0 | 41018.9865 | 0 | 17.8749 | 0 | 19.707 | 0 | 21.727 | 0 | 23.954 | 0 | 26.4093 | 0 | 29.1163 | 0 | 32.1007 | 0 | 35.391 | 0 | 39.0186 | 0 | 108835.5828
| High Service Pump (HSP) Room | Process Valves | Manual Valves | 8" Manual BFV | 2 | 2007 | 1200 | 2400 | 360 | 2760 | 20 | 2 | 2007 | 0.05% | 6325.9706 | 632.5971 | 1043.7851 | 8002.3528 | 1.38 | 0 | 1.3143 | 0 | 1.449 | 0 | 4041.7319 | 0 | 1.7613 | 0 | 1.9418 | 0 | 2.1408 | 0 | 2.3603 | 0 | 2.6022 | 0 | 2.8689 | 0 | 3.163 | 0 | 3.4872 | 0 | 3.8446 | 0 | 10723.918 | 0 | 4.6732 | 0 | 5.1522 | 0 | 5.6803 | 0 | 6.2625 | 0 | 6.9044 | 0 | 7.6121 | 0 | 8.3923 | 0 | 9.2526 | 0 | 10.2009 | 0 | 28453.7471
| High Service Pump (HSP) Room | Process Piping | Pipe & Fittings | 10" Pump Flex Connector | 1 | 2007 | 1360 | 1360 | 204 | 1564 | 25 | 1 | 2007 | 0.05% | 3584.7166 | 358.4717 | 591.4782 | 4534.6666 | 0.782 | 0.7093 | 0.74476 | 0.782 | 0.8211 | 0.86216 | 0.90526 | 0.95053 | 0.99805 | 1.048 | 1.1004 | 2923.0865 | 1.2131 | 1.2738 | 1.3375 | 1.4044 | 1.4746 | 1.5483 | 1.6257 | 1.707 | 1.7924 | 1.882 | 1.9761 | 2.0749 | 2.1786 | 2.2876 | 2.4019 | 2.522 | 2.6481 | 2.7805 | 2.9196 | 3.0655 | 3.2188 | 3.3798 | 3.5487 | 3.7262 | 9898.6084 | 4.1081 | 4.3135 | 4.5292 | 4.7557 | 4.9934 | 5.2431 | 5.5053 | 5.7805 | 6.0696 | 6.373
| High Service Pump (HSP) Room | Process Piping | Pipe & Fittings | 8" Pump Flex Connector | 2 | 2007 | 850 | 1700 | 255 | 1955 | 25 | 1 | 2007 | 0.05% | 4480.8958 | 448.0896 | 739.3478 | 5668.3332 | 0.9775 | 0.88662 | 0.93095 | 0.9775 | 1.0264 | 1.0777 | 1.1316 | 1.1882 | 1.2476 | 1.3099 | 1.3754 | 3653.8581 | 1.5164 | 1.5922 | 1.6719 | 1.7554 | 1.8432 | 1.9354 | 2.0322 | 2.1338 | 2.2404 | 2.3525 | 2.4701 | 2.5936 | 2.7233 | 2.8594 | 3.0024 | 3.1525 | 3.3102 | 3.4757 | 3.6495 | 3.8319 | 4.0235 | 4.2247 | 4.4359 | 4.6577 | 12373.2605 | 5.1351 | 5.3919 | 5.6615 | 5.9446 | 6.2418 | 6.5539 | 6.8816 | 7.2257 | 7.587 | 7.9663
| High Service Pump (HSP) Room | Process Piping | Pipe & Fittings | Process Pipe | 1 | 2007 | 85000 | 85000 | 12750 | 97750 | 75 | 1 | 2007 | 0.05% | 224044.7906 | 22404.4791 | 36967.3904 | 283416.6601 | 48.875 | 44.3311 | 46.5476 | 48.875 | 51.3188 | 53.8847 | 56.5789 | 59.4079 | 62.3783 | 65.4972 | 68.772 | 72.2106 | 75.8212 | 79.6122 | 83.5928 | 87.7725 | 92.1611 | 96.7692 | 101.6076 | 106.688 | 112.0224 | 117.6235 | 123.5047 | 129.6799 | 136.1639 | 142.9721 | 150.1207 | 157.6268 | 165.5081 | 173.7835 | 182.4727 | 191.5963 | 201.1761 | 211.2349 | 221.7967 | 232.8865 | 244.5308 | 256.7574 | 269.5953 | 283.075 | 297.2288 | 312.0902 | 327.6947 | 344.0794 | 361.2834 | 379.3476 | 398.315
| High Service Pump (HSP) Room | Process Valves | PRVs | 10"BW Pressure Reducing Valve | 1 | 2007 | 7650 | 7650 | 1147.5 | 8797.5 | 15 | 1 | 2007 | 0.05% | 20164.0312 | 2016.4031 | 3327.0651 | 25507.4994 | 4.3987 | 10094.1837 | 4.1893 | 4.3987 | 4.6187 | 4.8496 | 5.0921 | 5.3467 | 5.614 | 5.8947 | 6.1895 | 6.499 | 6.8239 | 7.1651 | 7.5234 | 7.8995 | 20985.0829 | 8.7092 | 9.1447 | 9.6019 | 10.082 | 10.5861 | 11.1154 | 11.6712 | 12.2548 | 12.8675 | 13.5109 | 14.1864 | 14.8957 | 15.6405 | 16.4225 | 43626.4802 | 18.1059 | 19.0111 | 19.9617 | 20.9598 | 22.0078 | 23.1082 | 24.2636 | 25.4768 | 26.7506 | 28.0881 | 29.4925 | 30.9672 | 32.5155 | 34.1413 | 90696.319
| High Service Pump (HSP) Room | Process Valves | PRVs | 12" Pressure Reducing Valve | 1 | 2022 | 17000 | 17000 | 2550 | 19550 | 15 | 1 | 2022 | 0.05% | 21553.875 | 2155.3875 | 3556.3894 | 27265.6519 | 9.775 | 22431.5193 | 9.3095 | 9.775 | 10.2637 | 10.7769 | 11.3158 | 11.8816 | 12.4757 | 13.0994 | 13.7544 | 14.4421 | 15.1642 | 15.9224 | 16.7186 | 17.5545 | 46633.5175 | 19.3538 | 20.3215 | 21.3376 | 22.4045 | 23.5247 | 24.7009 | 25.936 | 27.2328 | 28.5944 | 30.0241 | 31.5254 | 33.1016 | 34.7567 | 36.4945 | 96947.7337 | 40.2352 | 42.247 | 44.3593 | 46.5773 | 48.9062 | 51.3515 | 53.9191 | 56.615 | 59.4458 | 62.418 | 65.5389 | 68.8159 | 72.2567 | 75.8695 | 201547.3755
| High Service Pump (HSP) Room | Process Valves | PRVs | Surge Relief Valve | 1 | 2007 | 2975 | 2975 | 446.25 | 3421.25 | 15 | 1 | 2007 | 0.05% | 7841.5677 | 784.1568 | 1293.8587 | 9919.5831 | 1.7106 | 3925.5159 | 1.6292 | 1.7106 | 1.7962 | 1.886 | 1.9803 | 2.0793 | 2.1832 | 2.2924 | 2.407 | 2.5274 | 2.6537 | 2.7864 | 2.9257 | 3.072 | 8160.8656 | 3.3869 | 3.5563 | 3.7341 | 3.9208 | 4.1168 | 4.3227 | 4.5388 | 4.7657 | 5.004 | 5.2542 | 5.5169 | 5.7928 | 6.0824 | 6.3865 | 16965.8534 | 7.0412 | 7.3932 | 7.7629 | 8.151 | 8.5586 | 8.9865 | 9.4358 | 9.9076 | 10.403 | 10.9232 | 11.4693 | 12.0428 | 12.6449 | 13.2772 | 35270.7907
| High Service Pump (HSP) Room | Pumps | Pump | Future Pump to Waste for Cleaning | 1 |  | 0 | 0 | 0 | 0 | 20 | 1 |  | 0.05% | 0 | 0 | 0 | 0 | 0 | 0 | 0 | 0 | 0 | 0 | 0 | 0 | 0 | 0 | 0 | 0 | 0 | 0 | 0 | 0 | 0 | 0 | 0 | 0 | 0 | 0 | 0 | 0 | 0 | 0 | 0 | 0 | 0 | 0 | 0 | 0 | 0 | 0 | 0 | 0 | 0 | 0 | 0 | 0 | 0 | 0 | 0 | 0 | 0 | 0 | 0
| High Service Pump (HSP) Room | Doors & Hardware | Steel Doors | 3'x7' Steel Door | 2 | 2007 | 850 | 1700 | 255 | 1955 | 20 | 2 | 2007 | 0.05% | 4480.8958 | 448.0896 | 739.3478 | 5668.3332 | 0.9775 | 0 | 0.93095 | 0 | 1.0264 | 0 | 2862.8934 | 0 | 1.2476 | 0 | 1.3754 | 0 | 1.5164 | 0 | 1.6719 | 0 | 1.8432 | 0 | 2.0322 | 0 | 2.2404 | 0 | 2.4701 | 0 | 2.7233 | 0 | 7596.1086 | 0 | 3.3102 | 0 | 3.6495 | 0 | 4.0235 | 0 | 4.4359 | 0 | 4.8906 | 0 | 5.3919 | 0 | 5.9446 | 0 | 6.5539 | 0 | 7.2257 | 0 | 20154.7376
| High Service Pump (HSP) Room | Doors & Hardware | Steel Doors | 4'-4" x 7' Steel Door | 1 | 2007 | 935 | 935 | 140.25 | 1075.25 | 20 | 2 | 2007 | 0.05% | 2464.4927 | 246.4493 | 406.6413 | 3117.5833 | 0.53763 | 0 | 0.51202 | 0 | 0.56451 | 0 | 1574.5914 | 0 | 0.68616 | 0 | 0.75649 | 0 | 0.83403 | 0 | 0.91952 | 0 | 1.0138 | 0 | 1.1177 | 0 | 1.2322 | 0 | 1.3586 | 0 | 1.4978 | 0 | 4177.8597 | 0 | 1.8206 | 0 | 2.0072 | 0 | 2.2129 | 0 | 2.4398 | 0 | 2.6898 | 0 | 2.9655 | 0 | 3.2695 | 0 | 3.6046 | 0 | 3.9741 | 0 | 11085.1057
| High Service Pump (HSP) Room | Doors & Hardware | Steel Doors | 6'x7' Double Steel Door | 1 | 2007 | 1700 | 1700 | 255 | 1955 | 20 | 2 | 2007 | 0.05% | 4480.8958 | 448.0896 | 739.3478 | 5668.3332 | 0.9775 | 0 | 0.93095 | 0 | 1.0264 | 0 | 2862.8934 | 0 | 1.2476 | 0 | 1.3754 | 0 | 1.5164 | 0 | 1.6719 | 0 | 1.8432 | 0 | 2.0322 | 0 | 2.2404 | 0 | 2.4701 | 0 | 2.7233 | 0 | 7596.1086 | 0 | 3.3102 | 0 | 3.6495 | 0 | 4.0235 | 0 | 4.4359 | 0 | 4.8906 | 0 | 5.3919 | 0 | 5.9446 | 0 | 6.5539 | 0 | 7.2257 | 0 | 20154.7376
| High Service Pump (HSP) Room | HVAC | Unit Heaters | Heating Unit (FC-2) | 1 | 2007 | 6375 | 6375 | 956.25 | 7331.25 | 10 | 1 | 2007 | 0.05% | 16803.3593 | 1680.3359 | 2772.5543 | 21256.2495 | 3.6656 | 3.3248 | 3.4911 | 3.6656 | 3.8489 | 4.0414 | 10735.8504 | 4.4556 | 4.6784 | 4.9123 | 5.1579 | 5.4158 | 5.6866 | 5.9709 | 6.2695 | 6.5829 | 17487.5691 | 7.2577 | 7.6206 | 8.0016 | 8.4017 | 8.8218 | 9.2629 | 9.726 | 10.2123 | 10.7229 | 28485.4073 | 11.822 | 12.4131 | 13.0338 | 13.6855 | 14.3697 | 15.0882 | 15.8426 | 16.6348 | 17.4665 | 46399.7269 | 19.2568 | 20.2196 | 21.2306 | 22.2922 | 23.4068 | 24.5771 | 25.806 | 27.0963 | 28.4511 | 75580.2658
| High Service Pump (HSP) Room | Process | Water Quality Device | Hach CL 17 | 1 | 2023 | 3500 | 3500 | 1005 | 7706 | 5 | 1 | 2023 | 0.05% | 8091.3 | 809.13 | 1335.0645 | 10235.4945 | 3.853 | 3.4948 | 9283.8952 | 3.853 | 4.0457 | 4.2479 | 4.4603 | 11848.8643 | 4.9175 | 5.1634 | 5.4216 | 5.6926 | 15122.4871 | 6.2761 | 6.5899 | 6.9194 | 7.2654 | 19300.5514 | 8.0101 | 8.4106 | 8.8311 | 9.2727 | 24632.9379 | 10.2232 | 10.7343 | 11.271 | 11.8346 | 31438.5645 | 13.0476 | 13.7 | 14.385 | 15.1043 | 40124.4602 | 16.6524 | 17.4851 | 18.3593 | 19.2773 | 51210.1088 | 21.2532 | 22.3159 | 23.4317 | 24.6032 | 65358.5177 | 27.1251 | 28.4813 | 29.9054 | 31.4007
| High Service Pump (HSP) Room | Process | Water Quality Device | Hach SC3500 | 1 | 2023 | 3400 | 3400 | 1005 | 7706 | 5 | 1 | 2023 | 0.05% | 8091.3 | 809.13 | 1335.0645 | 10235.4945 | 3.853 | 3.4948 | 9283.8952 | 3.853 | 4.0457 | 4.2479 | 4.4603 | 11848.8643 | 4.9175 | 5.1634 | 5.4216 | 5.6926 | 15122.4871 | 6.2761 | 6.5899 | 6.9194 | 7.2654 | 19300.5514 | 8.0101 | 8.4106 | 8.8311 | 9.2727 | 24632.9379 | 10.2232 | 10.7343 | 11.271 | 11.8346 | 31438.5645 | 13.0476 | 13.7 | 14.385 | 15.1043 | 40124.4602 | 16.6524 | 17.4851 | 18.3593 | 19.2773 | 51210.1088 | 21.2532 | 22.3159 | 23.4317 | 24.6032 | 65358.5177 | 27.1251 | 28.4813 | 29.9054 | 31.4007
| High Service Pump (HSP) Room | Process | Coatings | Wall and Floor Coatings | 1 | 2023 | 20000 | 20000 | 3000 | 23000 | 15 | 1 | 2023 | 0.05% | 24150 | 2415 | 3984.75 | 30549.75 | 11.5 | 10.4308 | 27709.5238 | 11.5 | 12.075 | 12.6788 | 13.3127 | 13.9783 | 14.6772 | 15.4111 | 16.1817 | 16.9907 | 17.8403 | 18.7323 | 19.6689 | 20.6523 | 21.685 | 57606.1099 | 23.9077 | 25.1031 | 26.3582 | 27.6761 | 29.0599 | 30.5129 | 32.0386 | 33.6405 | 35.3225 | 37.0886 | 38.9431 | 40.8902 | 42.9347 | 45.0815 | 119758.9651 | 49.7023 | 52.1875 | 54.7968 | 57.5367 | 60.4135 | 63.4342 | 66.6059 | 69.9362 | 73.433 | 77.1046 | 80.9599 | 85.0079 | 89.2583 | 93.7212
| Main Hallway | HVAC | Dehumidifiers | HI-E Dry Humidifier | 1 | 2007 | 3310 | 3310 | 496.5 | 3806.5 | 8 | 1 | 2007 | 0.05% | 8724.5677 | 872.4568 | 1439.5537 | 11036.5782 | 1.9033 | 1.7263 | 4585.9262 | 1.9033 | 1.9984 | 2.0983 | 2.2032 | 2.3134 | 2.4291 | 2.5505 | 6775.5016 | 2.812 | 2.9526 | 3.1002 | 3.2552 | 3.418 | 3.5889 | 3.7683 | 10010.5017 | 4.1546 | 4.3623 | 4.5804 | 4.8094 | 5.0499 | 5.3024 | 5.5675 | 14790.0703 | 6.1382 | 6.4451 | 6.7673 | 7.1057 | 7.461 | 7.834 | 8.2257 | 21851.6699 | 9.0689 | 9.5223 | 9.9984 | 10.4984 | 11.0233 | 11.5744 | 12.1532 | 32284.8686 | 13.3989 | 14.0688 | 14.7722 | 15.5109
| Main Hallway | Process Valves | Manual Valves | 24'' Manual BFV Raw Water Valve | 1 | 2007 | 4305 | 4305 | 645.75 | 4950.75 | 20 | 2 | 2007 | 0.05% | 11347.2097 | 1134.721 | 1872.2896 | 14354.2203 | 2.4754 | 0 | 2.3575 | 0 | 2.5991 | 0 | 7249.8566 | 0 | 3.1593 | 0 | 3.4831 | 0 | 3.8401 | 0 | 4.2337 | 0 | 4.6677 | 0 | 5.1461 | 0 | 5.6736 | 0 | 6.2551 | 0 | 6.8963 | 0 | 19236.028 | 0 | 8.3825 | 0 | 9.2417 | 0 | 10.189 | 0 | 11.2333 | 0 | 12.3848 | 0 | 13.6542 | 0 | 15.0538 | 0 | 16.5968 | 0 | 18.2979 | 0 | 51038.9089
| Main Hallway | Doors & Hardware | Steel Doors | 4'x7' Exterior Steel Door | 1 | 2007 | 935 | 935 | 140.25 | 1075.25 | 20 | 2 | 2007 | 0.05% | 2464.4927 | 246.4493 | 406.6413 | 3117.5833 | 0.53763 | 0 | 0.51202 | 0 | 0.56451 | 0 | 1574.5914 | 0 | 0.68616 | 0 | 0.75649 | 0 | 0.83403 | 0 | 0.91952 | 0 | 1.0138 | 0 | 1.1177 | 0 | 1.2322 | 0 | 1.3586 | 0 | 1.4978 | 0 | 4177.8597 | 0 | 1.8206 | 0 | 2.0072 | 0 | 2.2129 | 0 | 2.4398 | 0 | 2.6898 | 0 | 2.9655 | 0 | 3.2695 | 0 | 3.6046 | 0 | 3.9741 | 0 | 11085.1057
| Main Hallway | Doors & Hardware | Steel Doors | 4'x7' Interior Steel Door | 1 | 2007 | 935 | 935 | 140.25 | 1075.25 | 20 | 2 | 2007 | 0.05% | 2464.4927 | 246.4493 | 406.6413 | 3117.5833 | 0.53763 | 0 | 0.51202 | 0 | 0.56451 | 0 | 1574.5914 | 0 | 0.68616 | 0 | 0.75649 | 0 | 0.83403 | 0 | 0.91952 | 0 | 1.0138 | 0 | 1.1177 | 0 | 1.2322 | 0 | 1.3586 | 0 | 1.4978 | 0 | 4177.8597 | 0 | 1.8206 | 0 | 2.0072 | 0 | 2.2129 | 0 | 2.4398 | 0 | 2.6898 | 0 | 2.9655 | 0 | 3.2695 | 0 | 3.6046 | 0 | 3.9741 | 0 | 11085.1057
| Main Hallway | HVAC | Unit Heaters | Heating Unit (FC-4) | 1 | 2007 | 6375 | 6375 | 956.25 | 7331.25 | 10 | 1 | 2007 | 0.05% | 16803.3593 | 1680.3359 | 2772.5543 | 21256.2495 | 3.6656 | 3.3248 | 3.4911 | 3.6656 | 3.8489 | 4.0414 | 10735.8504 | 4.4556 | 4.6784 | 4.9123 | 5.1579 | 5.4158 | 5.6866 | 5.9709 | 6.2695 | 6.5829 | 17487.5691 | 7.2577 | 7.6206 | 8.0016 | 8.4017 | 8.8218 | 9.2629 | 9.726 | 10.2123 | 10.7229 | 28485.4073 | 11.822 | 12.4131 | 13.0338 | 13.6855 | 14.3697 | 15.0882 | 15.8426 | 16.6348 | 17.4665 | 46399.7269 | 19.2568 | 20.2196 | 21.2306 | 22.2922 | 23.4068 | 24.5771 | 25.806 | 27.0963 | 28.4511 | 75580.2658
| Main Hallway | HVAC | Unit Heaters | Unit heater | 1 | 2007 | 1275 | 1275 | 191.25 | 1466.25 | 10 | 1 | 2007 | 0.05% | 3360.6719 | 336.0672 | 554.5109 | 4251.2499 | 0.73313 | 0.66497 | 0.69821 | 0.73313 | 0.76978 | 0.80827 | 2147.1701 | 0.89112 | 0.93567 | 0.98246 | 1.0316 | 1.0832 | 1.1373 | 1.1942 | 1.2539 | 1.3166 | 3497.5138 | 1.4515 | 1.5241 | 1.6003 | 1.6803 | 1.7644 | 1.8526 | 1.9452 | 2.0425 | 2.1446 | 5697.0815 | 2.3644 | 2.4826 | 2.6068 | 2.7371 | 2.8739 | 3.0176 | 3.1685 | 3.327 | 3.4933 | 9279.9454 | 3.8514 | 4.0439 | 4.2461 | 4.4584 | 4.6814 | 4.9154 | 5.1612 | 5.4193 | 5.6902 | 15116.0532
| MCC Room | HVAC | Air Conditioning System | ACU-3 | 1 | 2007 | 12750 | 12750 | 1912.5 | 14662.5 | 20 | 5 | 2007 | 0.05% | 33606.7186 | 3360.6719 | 5545.1086 | 42512.499 | 7.3312 | 6.6497 | 0 | 0 | 0 | 0 | 21471.7009 | 0 | 0 | 0 | 0 | 10.8316 | 0 | 0 | 0 | 0 | 13.8242 | 0 | 0 | 0 | 0 | 17.6435 | 0 | 0 | 0 | 0 | 56970.8146 | 0 | 0 | 0 | 0 | 28.7394 | 0 | 0 | 0 | 0 | 36.6796 | 0 | 0 | 0 | 0 | 46.8135 | 0 | 0 | 0 | 0 | 151160.5316
| MCC Room | Electrical | Breakers | Breaker - Aerator Blower | 2 | 2007 | 850 | 1700 | 255 | 1955 | 20 | 1 | 2007 | 0.05% | 4480.8958 | 448.0896 | 739.3478 | 5668.3332 | 0.9775 | 0.88662 | 0.93095 | 0.9775 | 1.0264 | 1.0777 | 2862.8934 | 1.1882 | 1.2476 | 1.3099 | 1.3754 | 1.4442 | 1.5164 | 1.5922 | 1.6719 | 1.7554 | 1.8432 | 1.9354 | 2.0322 | 2.1338 | 2.2404 | 2.3525 | 2.4701 | 2.5936 | 2.7233 | 2.8594 | 7596.1086 | 3.1525 | 3.3102 | 3.4757 | 3.6495 | 3.8319 | 4.0235 | 4.2247 | 4.4359 | 4.6577 | 4.8906 | 5.1351 | 5.3919 | 5.6615 | 5.9446 | 6.2418 | 6.5539 | 6.8816 | 7.2257 | 7.587 | 20154.7376
| MCC Room | Electrical | Breakers | Breaker - Sludge Pump | 1 | 2007 | 850 | 850 | 127.5 | 977.5 | 20 | 1 | 2007 | 0.05% | 2240.4479 | 224.0448 | 369.6739 | 2834.1666 | 0.48875 | 0.44331 | 0.46548 | 0.48875 | 0.51319 | 0.53885 | 1431.4467 | 0.59408 | 0.62378 | 0.65497 | 0.68772 | 0.72211 | 0.75821 | 0.79612 | 0.83593 | 0.87772 | 0.92161 | 0.96769 | 1.0161 | 1.0669 | 1.1202 | 1.1762 | 1.235 | 1.2968 | 1.3616 | 1.4297 | 3798.0543 | 1.5763 | 1.6551 | 1.7378 | 1.8247 | 1.916 | 2.0118 | 2.1123 | 2.218 | 2.3289 | 2.4453 | 2.5676 | 2.696 | 2.8308 | 2.9723 | 3.1209 | 3.2769 | 3.4408 | 3.6128 | 3.7935 | 10077.3688
| MCC Room | Electrical | Breakers | Breaker - Wells | 4 | 2007 | 850 | 3400 | 510 | 3910 | 20 | 1 | 2007 | 0.05% | 8961.7916 | 896.1792 | 1478.6956 | 11336.6664 | 1.955 | 1.7732 | 1.8619 | 1.955 | 2.0528 | 2.1554 | 5725.7869 | 2.3763 | 2.4951 | 2.6199 | 2.7509 | 2.8884 | 3.0328 | 3.1845 | 3.3437 | 3.5109 | 3.6864 | 3.8708 | 4.0643 | 4.2675 | 4.4809 | 4.7049 | 4.9402 | 5.1872 | 5.4466 | 5.7189 | 15192.2172 | 6.3051 | 6.6203 | 6.9513 | 7.2989 | 7.6639 | 8.047 | 8.4494 | 8.8719 | 9.3155 | 9.7812 | 10.2703 | 10.7838 | 11.323 | 11.8892 | 12.4836 | 13.1078 | 13.7632 | 14.4513 | 15.1739 | 40309.4751
| MCC Room | Electrical | MCC | Main Control Panel | 1 | 2007 | 85000 | 85000 | 12750 | 97750 | 20 | 1 | 2007 | 0.5% | 224044.7906 | 22404.4791 | 36967.3904 | 283416.6601 | 488.75 | 443.3107 | 465.4762 | 488.75 | 513.1875 | 538.8469 | 143144.6723 | 594.0787 | 623.7826 | 654.9717 | 687.7203 | 722.1063 | 758.2117 | 796.1222 | 835.9284 | 877.7248 | 921.611 | 967.6916 | 1016.0761 | 1066.88 | 1120.224 | 1176.2352 | 1235.0469 | 1296.7993 | 1361.6392 | 1429.7212 | 379805.4306 | 1576.2676 | 1655.081 | 1737.835 | 1824.7268 | 1915.9631 | 2011.7613 | 2112.3493 | 2217.9668 | 2328.8651 | 2445.3084 | 2567.5738 | 2695.9525 | 2830.7501 | 2972.2876 | 3120.902 | 3276.9471 | 3440.7945 | 3612.8342 | 3793.4759 | 1007736.8775
| MCC Room | Electrical | MCC | WTP Electrical Panel | 1 | 2007 | 85000 | 85000 | 12750 | 97750 | 20 | 1 | 2007 | 0.5% | 224044.7906 | 22404.4791 | 36967.3904 | 283416.6601 | 488.75 | 443.3107 | 465.4762 | 488.75 | 513.1875 | 538.8469 | 143144.6723 | 594.0787 | 623.7826 | 654.9717 | 687.7203 | 722.1063 | 758.2117 | 796.1222 | 835.9284 | 877.7248 | 921.611 | 967.6916 | 1016.0761 | 1066.88 | 1120.224 | 1176.2352 | 1235.0469 | 1296.7993 | 1361.6392 | 1429.7212 | 379805.4306 | 1576.2676 | 1655.081 | 1737.835 | 1824.7268 | 1915.9631 | 2011.7613 | 2112.3493 | 2217.9668 | 2328.8651 | 2445.3084 | 2567.5738 | 2695.9525 | 2830.7501 | 2972.2876 | 3120.902 | 3276.9471 | 3440.7945 | 3612.8342 | 3793.4759 | 1007736.8775
| MCC Room | Electrical | SCADA & Controls | Internet | 1 | 2007 | 850 | 850 | 127.5 | 977.5 | 10 | 5 | 2007 | 0.5% | 2240.4479 | 224.0448 | 369.6739 | 2834.1666 | 4.8875 | 4.4331 | 0 | 0 | 0 | 0 | 1431.4467 | 0 | 0 | 0 | 0 | 7.2211 | 0 | 0 | 0 | 0 | 2331.6759 | 0 | 0 | 0 | 0 | 11.7624 | 0 | 0 | 0 | 0 | 3798.0543 | 0 | 0 | 0 | 0 | 19.1596 | 0 | 0 | 0 | 0 | 6186.6303 | 0 | 0 | 0 | 0 | 31.209 | 0 | 0 | 0 | 0 | 10077.3688
| MCC Room | Electrical | Service Entrance | 750 kW Generator for Building | 1 | 2019 | 300000 | 300000 | 45000 | 345000 | 30 | 1 | 2019 | 0.05% | 440317.1391 | 44031.7139 | 72652.3279 | 557001.1809 | 172.5 | 156.4626 | 164.2857 | 172.5 | 181.125 | 190.1813 | 199.6903 | 209.6748 | 220.1586 | 231.1665 | 242.7248 | 254.8611 | 267.6041 | 280.9843 | 295.0335 | 309.7852 | 325.2745 | 341.5382 | 358.6151 | 376.5459 | 395.3732 | 415.1418 | 435.8989 | 457.6939 | 480.5785 | 504.6075 | 529.8378 | 556.3297 | 1477889.9551 | 613.3535 | 644.0212 | 676.2223 | 710.0334 | 745.5351 | 782.8118 | 821.9524 | 863.05 | 906.2025 | 951.5127 | 999.0883 | 1049.0427 | 1101.4948 | 1156.5696 | 1214.3981 | 1275.118 | 1338.8739 | 1405.8175
| MCC Room | Electrical | Service Entrance | Auto Transfer Switch | 1 | 2007 | 12750 | 12750 | 1912.5 | 14662.5 | 20 | 1 | 2007 | 0.05% | 33606.7186 | 3360.6719 | 5545.1086 | 42512.499 | 7.3312 | 6.6497 | 6.9821 | 7.3312 | 7.6978 | 8.0827 | 21471.7009 | 8.9112 | 9.3567 | 9.8246 | 10.3158 | 10.8316 | 11.3732 | 11.9418 | 12.5389 | 13.1659 | 13.8242 | 14.5154 | 15.2411 | 16.0032 | 16.8034 | 17.6435 | 18.5257 | 19.452 | 20.4246 | 21.4458 | 56970.8146 | 23.644 | 24.8262 | 26.0675 | 27.3709 | 28.7394 | 30.1764 | 31.6852 | 33.2695 | 34.933 | 36.6796 | 38.5136 | 40.4393 | 42.4613 | 44.5843 | 46.8135 | 49.1542 | 51.6119 | 54.1925 | 56.9021 | 151160.5316
| MCC Room | Electrical | Service Entrance | Service Disconnect | 2 | 2007 | 6375 | 12750 | 1912.5 | 14662.5 | 20 | 1 | 2007 | 0.05% | 33606.7186 | 3360.6719 | 5545.1086 | 42512.499 | 7.3312 | 6.6497 | 6.9821 | 7.3312 | 7.6978 | 8.0827 | 21471.7009 | 8.9112 | 9.3567 | 9.8246 | 10.3158 | 10.8316 | 11.3732 | 11.9418 | 12.5389 | 13.1659 | 13.8242 | 14.5154 | 15.2411 | 16.0032 | 16.8034 | 17.6435 | 18.5257 | 19.452 | 20.4246 | 21.4458 | 56970.8146 | 23.644 | 24.8262 | 26.0675 | 27.3709 | 28.7394 | 30.1764 | 31.6852 | 33.2695 | 34.933 | 36.6796 | 38.5136 | 40.4393 | 42.4613 | 44.5843 | 46.8135 | 49.1542 | 51.6119 | 54.1925 | 56.9021 | 151160.5316
| MCC Room | Doors & Hardware | Steel Doors | 3'x7' Steel Exterior Door | 1 | 2007 | 850 | 850 | 127.5 | 977.5 | 20 | 2 | 2007 | 0.05% | 2240.4479 | 224.0448 | 369.6739 | 2834.1666 | 0.48875 | 0 | 0.46548 | 0 | 0.51319 | 0 | 1431.4467 | 0 | 0.62378 | 0 | 0.68772 | 0 | 0.75821 | 0 | 0.83593 | 0 | 0.92161 | 0 | 1.0161 | 0 | 1.1202 | 0 | 1.235 | 0 | 1.3616 | 0 | 3798.0543 | 0 | 1.6551 | 0 | 1.8247 | 0 | 2.0118 | 0 | 2.218 | 0 | 2.4453 | 0 | 2.696 | 0 | 2.9723 | 0 | 3.2769 | 0 | 3.6128 | 0 | 10077.3688
| MCC Room | Doors & Hardware | Steel Doors | 3'x7' Steel Interior Door | 1 | 2007 | 850 | 850 | 127.5 | 977.5 | 20 | 2 | 2007 | 0.05% | 2240.4479 | 224.0448 | 369.6739 | 2834.1666 | 0.48875 | 0 | 0.46548 | 0 | 0.51319 | 0 | 1431.4467 | 0 | 0.62378 | 0 | 0.68772 | 0 | 0.75821 | 0 | 0.83593 | 0 | 0.92161 | 0 | 1.0161 | 0 | 1.1202 | 0 | 1.235 | 0 | 1.3616 | 0 | 3798.0543 | 0 | 1.6551 | 0 | 1.8247 | 0 | 2.0118 | 0 | 2.218 | 0 | 2.4453 | 0 | 2.696 | 0 | 2.9723 | 0 | 3.2769 | 0 | 3.6128 | 0 | 10077.3688
| MCC Room | Electrical | Transformer | Transformer (LPI-XFMR) | 1 | 2007 | 8500 | 8500 | 1275 | 9775 | 20 | 5 | 2007 | 0.05% | 22404.4791 | 2240.4479 | 3696.739 | 28341.666 | 4.8875 | 4.4331 | 0 | 0 | 0 | 0 | 14314.4672 | 0 | 0 | 0 | 0 | 7.2211 | 0 | 0 | 0 | 0 | 9.2161 | 0 | 0 | 0 | 0 | 11.7624 | 0 | 0 | 0 | 0 | 37980.5431 | 0 | 0 | 0 | 0 | 19.1596 | 0 | 0 | 0 | 0 | 24.4531 | 0 | 0 | 0 | 0 | 31.209 | 0 | 0 | 0 | 0 | 100773.6878
| MCC Room | HVAC | Unit Heaters | Unit heater | 1 | 2007 | 1275 | 1275 | 191.25 | 1466.25 | 10 | 1 | 2007 | 0.05% | 3360.6719 | 336.0672 | 554.5109 | 4251.2499 | 0.73313 | 0.66497 | 0.69821 | 0.73313 | 0.76978 | 0.80827 | 2147.1701 | 0.89112 | 0.93567 | 0.98246 | 1.0316 | 1.0832 | 1.1373 | 1.1942 | 1.2539 | 1.3166 | 3497.5138 | 1.4515 | 1.5241 | 1.6003 | 1.6803 | 1.7644 | 1.8526 | 1.9452 | 2.0425 | 2.1446 | 5697.0815 | 2.3644 | 2.4826 | 2.6068 | 2.7371 | 2.8739 | 3.0176 | 3.1685 | 3.327 | 3.4933 | 9279.9454 | 3.8514 | 4.0439 | 4.2461 | 4.4584 | 4.6814 | 4.9154 | 5.1612 | 5.4193 | 5.6902 | 15116.0532
| MCC Room | Electrical | VFDs | Sludge Removal Pump VFD | 1 | 2007 | 4250 | 4250 | 637.5 | 4887.5 | 20 | 2 | 2007 | 0.05% | 11202.2395 | 1120.224 | 1848.3695 | 14170.833 | 2.4438 | 0 | 2.3274 | 0 | 2.5659 | 0 | 7157.2336 | 0 | 3.1189 | 0 | 3.4386 | 0 | 3.7911 | 0 | 4.1796 | 0 | 4.6081 | 0 | 5.0804 | 0 | 5.6011 | 0 | 6.1752 | 0 | 6.8082 | 0 | 18990.2715 | 0 | 8.2754 | 0 | 9.1236 | 0 | 10.0588 | 0 | 11.0898 | 0 | 12.2265 | 0 | 13.4798 | 0 | 14.8614 | 0 | 16.3847 | 0 | 18.0642 | 0 | 50386.8439
| MCC Room | Electrical | VFDs | Sludge Pump Breaker | 1 | 2007 | 12750 | 12750 | 1912.5 | 14662.5 | 20 | 5 | 2007 | 0.05% | 33606.7186 | 3360.6719 | 5545.1086 | 42512.499 | 7.3312 | 6.6497 | 0 | 0 | 0 | 0 | 21471.7009 | 0 | 0 | 0 | 0 | 10.8316 | 0 | 0 | 0 | 0 | 13.8242 | 0 | 0 | 0 | 0 | 17.6435 | 0 | 0 | 0 | 0 | 56970.8146 | 0 | 0 | 0 | 0 | 28.7394 | 0 | 0 | 0 | 0 | 36.6796 | 0 | 0 | 0 | 0 | 46.8135 | 0 | 0 | 0 | 0 | 151160.5316
| MCC Room | Electrical | VFDs | VFD - Wells | 4 | 2022 | 21250 | 85000 | 12750 | 97750 | 20 | 2 | 2022 | 0.05% | 107769.375 | 10776.9375 | 17781.9469 | 136328.2594 | 48.875 | 112157.5964 | 0 | 48.875 | 0 | 53.8847 | 0 | 59.4079 | 0 | 65.4972 | 0 | 72.2106 | 0 | 79.6122 | 0 | 87.7725 | 0 | 96.7692 | 0 | 106.688 | 0 | 297587.4931 | 0 | 129.6799 | 0 | 142.9721 | 0 | 157.6268 | 0 | 173.7835 | 0 | 191.5963 | 0 | 211.2349 | 0 | 232.8865 | 0 | 256.7574 | 0 | 283.075 | 0 | 789588.2124 | 0 | 344.0794 | 0 | 379.3476 | 0
| Pipe Gallery Room | Process Valves | Air Relief Valves | 2'' Backwash Waste Air Release Valve | 1 | 2007 | 850 | 850 | 127.5 | 977.5 | 15 | 1 | 2007 | 0.05% | 2240.4479 | 224.0448 | 369.6739 | 2834.1666 | 0.48875 | 1121.576 | 0.46548 | 0.48875 | 0.51319 | 0.53885 | 0.56579 | 0.59408 | 0.62378 | 0.65497 | 0.68772 | 0.72211 | 0.75821 | 0.79612 | 0.83593 | 0.87772 | 2331.6759 | 0.96769 | 1.0161 | 1.0669 | 1.1202 | 1.1762 | 1.235 | 1.2968 | 1.3616 | 1.4297 | 1.5012 | 1.5763 | 1.6551 | 1.7378 | 1.8247 | 4847.3867 | 2.0118 | 2.1123 | 2.218 | 2.3289 | 2.4453 | 2.5676 | 2.696 | 2.8308 | 2.9723 | 3.1209 | 3.2769 | 3.4408 | 3.6128 | 3.7935 | 10077.3688
| Pipe Gallery Room | Process Valves | Automated Valves | 24'' Pneumatic BFV Backwash Waste Valve | 4 | 2022 | 13000 | 52000 | 7800 | 59800 | 15 | 1 | 2022 | 0.05% | 65929.5 | 6592.95 | 10878.3675 | 83400.8175 | 29.9 | 68614.059 | 28.4762 | 29.9 | 31.395 | 32.9648 | 34.613 | 36.3436 | 38.1608 | 40.0689 | 42.0723 | 44.1759 | 46.3847 | 48.7039 | 51.1391 | 53.6961 | 142643.7007 | 59.2 | 62.16 | 65.268 | 68.5313 | 71.9579 | 75.5558 | 79.3336 | 83.3003 | 87.4653 | 91.8386 | 96.4305 | 101.252 | 106.3146 | 111.6303 | 296546.0089 | 123.0725 | 129.2261 | 135.6874 | 142.4717 | 149.5953 | 157.0751 | 164.9289 | 173.1753 | 181.8341 | 190.9258 | 200.4721 | 210.4957 | 221.0204 | 232.0715 | 616497.8545
| Pipe Gallery Room | Process Valves | Automated Valves | 6'' pneumatic BFV Air Wash Valve | 4 | 2022 | 5270 | 21080 | 3162 | 24242 | 15 | 1 | 2022 | 0.05% | 26726.805 | 2672.6805 | 4409.9228 | 33809.4083 | 12.121 | 27815.0839 | 11.5438 | 12.121 | 12.7271 | 13.3634 | 14.0316 | 14.7332 | 15.4698 | 16.2433 | 17.0555 | 17.9082 | 18.8036 | 19.7438 | 20.731 | 21.7676 | 57825.5617 | 23.9988 | 25.1987 | 26.4586 | 27.7816 | 29.1706 | 30.6292 | 32.1606 | 33.7687 | 35.4571 | 37.2299 | 39.0914 | 41.046 | 43.0983 | 45.2532 | 120215.1898 | 49.8917 | 52.3863 | 55.0056 | 57.7559 | 60.6436 | 63.6758 | 66.8596 | 70.2026 | 73.7127 | 77.3984 | 81.2683 | 85.3317 | 89.5983 | 94.0782 | 249918.7456
| Pipe Gallery Room | Process Valves | Automated Valves | 8'' Electric BFV Effluent Valve | 4 | 2022 | 4600 | 18400 | 2760 | 21160 | 20 | 1 | 2022 | 0.05% | 23328.9 | 2332.89 | 3849.2685 | 29511.0585 | 10.58 | 24278.8209 | 10.0762 | 10.58 | 11.109 | 11.6645 | 12.2477 | 12.8601 | 13.5031 | 14.1782 | 14.8871 | 15.6315 | 16.4131 | 17.2337 | 18.0954 | 19.0002 | 19.9502 | 20.9477 | 21.9951 | 23.0948 | 24.2496 | 64418.9397 | 26.7351 | 28.0719 | 29.4755 | 30.9493 | 32.4967 | 34.1216 | 35.8276 | 37.619 | 39.5 | 41.475 | 43.5487 | 45.7262 | 48.0125 | 50.4131 | 52.9337 | 55.5804 | 58.3594 | 61.2774 | 64.3413 | 170922.6248 | 70.9363 | 74.4831 | 78.2072 | 82.1176 | 86.2235
| Pipe Gallery Room | HVAC | Ceiling Fans | Ceiling Fan | 2 | 2007 | 850 | 1700 | 255 | 1955 | 10 | 1 | 2007 | 0.05% | 4480.8958 | 448.0896 | 739.3478 | 5668.3332 | 0.9775 | 0.88662 | 0.93095 | 0.9775 | 1.0264 | 1.0777 | 2862.8934 | 1.1882 | 1.2476 | 1.3099 | 1.3754 | 1.4442 | 1.5164 | 1.5922 | 1.6719 | 1.7554 | 4663.3518 | 1.9354 | 2.0322 | 2.1338 | 2.2404 | 2.3525 | 2.4701 | 2.5936 | 2.7233 | 2.8594 | 7596.1086 | 3.1525 | 3.3102 | 3.4757 | 3.6495 | 3.8319 | 4.0235 | 4.2247 | 4.4359 | 4.6577 | 12373.2605 | 5.1351 | 5.3919 | 5.6615 | 5.9446 | 6.2418 | 6.5539 | 6.8816 | 7.2257 | 7.587 | 20154.7376
| Pipe Gallery Room | HVAC | Dehumidifier | HI-E Dry Humidifier | 2 | 2007 | 3310 | 6620 | 993 | 7613 | 8 | 1 | 2007 | 0.05% | 17449.1355 | 1744.9135 | 2879.1073 | 22073.1563 | 3.8065 | 3.4526 | 9171.8524 | 3.8065 | 3.9968 | 4.1967 | 4.4065 | 4.6268 | 4.8582 | 5.1011 | 13551.0032 | 5.6239 | 5.9051 | 6.2004 | 6.5104 | 6.8359 | 7.1777 | 7.5366 | 20021.0035 | 8.3091 | 8.7246 | 9.1608 | 9.6188 | 10.0998 | 10.6048 | 11.135 | 29580.1406 | 12.2763 | 12.8902 | 13.5347 | 14.2114 | 14.922 | 15.6681 | 16.4515 | 43703.3398 | 18.1377 | 19.0446 | 19.9969 | 20.9967 | 22.0465 | 23.1489 | 24.3063 | 64569.7372 | 26.7977 | 28.1376 | 29.5445 | 31.0217
| Pipe Gallery Room | Miscellaneous Metals | Floor Hatches | 30'' Clearwell Access Hatch | 1 | 2007 | 2125 | 2125 | 318.75 | 2443.75 | 50 | 1 | 2007 | 0.05% | 5601.1198 | 560.112 | 924.1848 | 7085.4165 | 1.2219 | 1.1083 | 1.1637 | 1.2219 | 1.283 | 1.3471 | 1.4145 | 1.4852 | 1.5595 | 1.6374 | 1.7193 | 1.8053 | 1.8955 | 1.9903 | 2.0898 | 2.1943 | 2.304 | 2.4192 | 2.5402 | 2.6672 | 2.8006 | 2.9406 | 3.0876 | 3.242 | 3.4041 | 3.5743 | 3.753 | 3.9407 | 4.1377 | 4.3446 | 4.5618 | 4.7899 | 5.0294 | 5.2809 | 5.5449 | 5.8222 | 15466.5756 | 6.4189 | 6.7399 | 7.0769 | 7.4307 | 7.8023 | 8.1924 | 8.602 | 9.0321 | 9.4837 | 9.9579
| Pipe Gallery Room | Process Valves | Manual Valves | 12'' Pneumatic BFV Influent Valves | 4 | 2007 | 4800 | 19200 | 2880 | 22080 | 15 | 1 | 2007 | 0.05% | 50607.7645 | 5060.7764 | 8350.2811 | 64018.822 | 11.04 | 25334.4218 | 10.5143 | 11.04 | 11.592 | 12.1716 | 12.7802 | 13.4192 | 14.0901 | 14.7947 | 15.5344 | 16.3111 | 17.1267 | 17.983 | 18.8821 | 19.8263 | 52668.4433 | 21.8584 | 22.9514 | 24.0989 | 25.3039 | 26.5691 | 27.8975 | 29.2924 | 30.757 | 32.2949 | 33.9096 | 35.6051 | 37.3854 | 39.2546 | 41.2174 | 109493.911 | 45.4421 | 47.7142 | 50.1 | 52.605 | 55.2352 | 57.997 | 60.8968 | 63.9417 | 67.1387 | 70.4957 | 74.0205 | 77.7215 | 81.6075 | 85.6879 | 227629.977
| Pipe Gallery Room | Process Valves | Manual Valves | 18'' Manual BFV Effluent Valves | 2 | 2022 | 3825 | 7650 | 1147.5 | 8797.5 | 20 | 1 | 2022 | 0.05% | 9699.2437 | 969.9244 | 1600.3752 | 12269.5433 | 4.3987 | 10094.1837 | 4.1893 | 4.3987 | 4.6187 | 4.8496 | 5.0921 | 5.3467 | 5.614 | 5.8947 | 6.1895 | 6.499 | 6.8239 | 7.1651 | 7.5234 | 7.8995 | 8.2945 | 8.7092 | 9.1447 | 9.6019 | 10.082 | 26782.8744 | 11.1154 | 11.6712 | 12.2548 | 12.8675 | 13.5109 | 14.1864 | 14.8957 | 15.6405 | 16.4225 | 17.2437 | 18.1059 | 19.0111 | 19.9617 | 20.9598 | 22.0078 | 23.1082 | 24.2636 | 25.4768 | 26.7506 | 71062.9391 | 29.4925 | 30.9672 | 32.5155 | 34.1413 | 35.8483
| Pipe Gallery Room | Process Valves | Manual Valves | 18'' Manual BFV Filter Influent Bypass Valve | 1 | 2007 | 3825 | 3825 | 573.75 | 4398.75 | 20 | 2 | 2007 | 0.05% | 10082.0156 | 1008.2016 | 1663.5326 | 12753.7497 | 2.1994 | 0 | 2.0946 | 0 | 2.3093 | 0 | 6441.5103 | 0 | 2.807 | 0 | 3.0947 | 0 | 3.412 | 0 | 3.7617 | 0 | 4.1472 | 0 | 4.5723 | 0 | 5.041 | 0 | 5.5577 | 0 | 6.1274 | 0 | 17091.2444 | 0 | 7.4479 | 0 | 8.2113 | 0 | 9.0529 | 0 | 9.9809 | 0 | 11.0039 | 0 | 12.1318 | 0 | 13.3753 | 0 | 14.7463 | 0 | 16.2578 | 0 | 45348.1595
| Pipe Gallery Room | Process Valves | Manual Valves | 18'' Pneumatic BFV Backwash Supply Valve | 4 | 2022 | 7220 | 28880 | 4332 | 33212 | 15 | 1 | 2022 | 0.05% | 36616.23 | 3661.623 | 6041.678 | 46319.531 | 16.606 | 38107.1927 | 15.8152 | 16.606 | 17.4363 | 18.3081 | 19.2235 | 20.1847 | 21.1939 | 22.2536 | 23.3663 | 24.5346 | 25.7614 | 27.0494 | 28.4019 | 29.822 | 79222.1168 | 32.8787 | 34.5227 | 36.2488 | 38.0613 | 39.9643 | 41.9625 | 44.0607 | 46.2637 | 48.5769 | 51.0057 | 53.556 | 56.2338 | 59.0455 | 61.9978 | 164697.0911 | 68.3525 | 71.7702 | 75.3587 | 79.1266 | 83.0829 | 87.2371 | 91.599 | 96.1789 | 100.9878 | 106.0372 | 111.3391 | 116.9061 | 122.7514 | 128.8889 | 342393.4238
| Pipe Gallery Room | Process Flow Meters | Meters | 12'' Backwash Supply Meter | 1 | 2007 | 2380 | 2380 | 357 | 2737 | 10 | 1 | 2007 | 0.05% | 6273.2541 | 627.3254 | 1035.0869 | 7935.6665 | 1.3685 | 1.2413 | 1.3033 | 1.3685 | 1.4369 | 1.5088 | 4008.0508 | 1.6634 | 1.7466 | 1.8339 | 1.9256 | 2.0219 | 2.123 | 2.2291 | 2.3406 | 2.4576 | 6528.6925 | 2.7095 | 2.845 | 2.9873 | 3.1366 | 3.2935 | 3.4581 | 3.631 | 3.8126 | 4.0032 | 10634.5521 | 4.4135 | 4.6342 | 4.8659 | 5.1092 | 5.3647 | 5.6329 | 5.9146 | 6.2103 | 6.5208 | 17322.5647 | 7.1892 | 7.5487 | 7.9261 | 8.3224 | 8.7385 | 9.1755 | 9.6342 | 10.1159 | 10.6217 | 28216.6326
| Pipe Gallery Room | Process Piping | Pipe & Fittings | Process Pipe | 1 | 2007 | 127500 | 127500 | 19125 | 146625 | 75 | 1 | 2007 | 0.05% | 336067.1858 | 33606.7186 | 55451.0857 | 425124.9901 | 73.3125 | 66.4966 | 69.8214 | 73.3125 | 76.9781 | 80.827 | 84.8684 | 89.1118 | 93.5674 | 98.2458 | 103.158 | 108.316 | 113.7317 | 119.4183 | 125.3893 | 131.6587 | 138.2417 | 145.1537 | 152.4114 | 160.032 | 168.0336 | 176.4353 | 185.257 | 194.5199 | 204.2459 | 214.4582 | 225.1811 | 236.4401 | 248.2621 | 260.6753 | 273.709 | 287.3945 | 301.7642 | 316.8524 | 332.695 | 349.3298 | 366.7963 | 385.1361 | 404.3929 | 424.6125 | 445.8431 | 468.1353 | 491.5421 | 516.1192 | 541.9251 | 569.0214 | 597.4725
| Pipe Gallery Room | Process Piping | Pressure Gauges | UFR Pressure Gauge | 4 | 2007 | 1275 | 5100 | 765 | 5865 | 10 | 1 | 2007 | 0.05% | 13442.6874 | 1344.2687 | 2218.0434 | 17004.9996 | 2.9325 | 2.6599 | 2.7929 | 2.9325 | 3.0791 | 3.2331 | 8588.6803 | 3.5645 | 3.7427 | 3.9298 | 4.1263 | 4.3326 | 4.5493 | 4.7767 | 5.0156 | 5.2663 | 13990.0553 | 5.8061 | 6.0965 | 6.4013 | 6.7213 | 7.0574 | 7.4103 | 7.7808 | 8.1698 | 8.5783 | 22788.3258 | 9.4576 | 9.9305 | 10.427 | 10.9484 | 11.4958 | 12.0706 | 12.6741 | 13.3078 | 13.9732 | 37119.7815 | 15.4054 | 16.1757 | 16.9845 | 17.8337 | 18.7254 | 19.6617 | 20.6448 | 21.677 | 22.7609 | 60464.2127
| Pipe Gallery Room | Process Piping | Pressure Gauges | Digital Pressure Gauge | 1 | 2018 | 2500 | 2500 | 375 | 2875 | 10 | 1 | 2018 | 0.05% | 3852.775 | 385.2775 | 635.7079 | 4873.7603 | 1.4375 | 1.3039 | 1.369 | 1.4375 | 1.5094 | 1.5848 | 1.6641 | 4420.6443 | 1.8347 | 1.9264 | 2.0227 | 2.1238 | 2.23 | 2.3415 | 2.4586 | 2.5815 | 2.7106 | 7200.7637 | 2.9885 | 3.1379 | 3.2948 | 3.4595 | 3.6325 | 3.8141 | 4.0048 | 4.2051 | 4.4153 | 11729.2854 | 4.8679 | 5.1113 | 5.3668 | 5.6352 | 5.9169 | 6.2128 | 6.5234 | 6.8496 | 7.1921 | 19105.7699 | 7.9293 | 8.3257 | 8.742 | 9.1791 | 9.6381 | 10.12 | 10.626 | 11.1573 | 11.7151
| Pipe Gallery Room | Process Piping | Sensor | DO Sensor (1 filter) | 2 | 2022 | 9600 | 19200 | 2880 | 22080 | 10 | 1 | 2022 | 0.05% | 24343.2 | 2434.32 | 4016.628 | 30794.148 | 11.04 | 25334.4218 | 10.5143 | 11.04 | 11.592 | 12.1716 | 12.7802 | 13.4192 | 14.0901 | 14.7947 | 15.5344 | 41267.1035 | 17.1267 | 17.983 | 18.8821 | 19.8263 | 20.8176 | 21.8584 | 22.9514 | 24.0989 | 25.3039 | 67219.7631 | 27.8975 | 29.2924 | 30.757 | 32.2949 | 33.9096 | 35.6051 | 37.3854 | 39.2546 | 41.2174 | 109493.911 | 45.4421 | 47.7142 | 50.1 | 52.605 | 55.2352 | 57.997 | 60.8968 | 63.9417 | 67.1387 | 178354.0433 | 74.0205 | 77.7215 | 81.6075 | 85.6879 | 89.9723
| Pipe Gallery Room | Doors & Hardware | Steel Doors | 3'x7' Interior SteelDoor | 1 | 2007 | 850 | 850 | 127.5 | 977.5 | 20 | 2 | 2007 | 0.05% | 2240.4479 | 224.0448 | 369.6739 | 2834.1666 | 0.48875 | 0 | 0.46548 | 0 | 0.51319 | 0 | 1431.4467 | 0 | 0.62378 | 0 | 0.68772 | 0 | 0.75821 | 0 | 0.83593 | 0 | 0.92161 | 0 | 1.0161 | 0 | 1.1202 | 0 | 1.235 | 0 | 1.3616 | 0 | 3798.0543 | 0 | 1.6551 | 0 | 1.8247 | 0 | 2.0118 | 0 | 2.218 | 0 | 2.4453 | 0 | 2.696 | 0 | 2.9723 | 0 | 3.2769 | 0 | 3.6128 | 0 | 10077.3688
| Pipe Gallery Room | Doors & Hardware | Steel Doors | 6'x7' Double Steel Door | 1 | 2007 | 1700 | 1700 | 255 | 1955 | 20 | 2 | 2007 | 0.05% | 4480.8958 | 448.0896 | 739.3478 | 5668.3332 | 0.9775 | 0 | 0.93095 | 0 | 1.0264 | 0 | 2862.8934 | 0 | 1.2476 | 0 | 1.3754 | 0 | 1.5164 | 0 | 1.6719 | 0 | 1.8432 | 0 | 2.0322 | 0 | 2.2404 | 0 | 2.4701 | 0 | 2.7233 | 0 | 7596.1086 | 0 | 3.3102 | 0 | 3.6495 | 0 | 4.0235 | 0 | 4.4359 | 0 | 4.8906 | 0 | 5.3919 | 0 | 5.9446 | 0 | 6.5539 | 0 | 7.2257 | 0 | 20154.7376
| Pipe Gallery Room | HVAC | Unit Heaters | Unit Heater | 2 | 2007 | 1275 | 2550 | 382.5 | 2932.5 | 10 | 1 | 2007 | 0.05% | 6721.3437 | 672.1344 | 1109.0217 | 8502.4998 | 1.4663 | 1.3299 | 1.3964 | 1.4663 | 1.5396 | 1.6165 | 4294.3402 | 1.7822 | 1.8713 | 1.9649 | 2.0632 | 2.1663 | 2.2746 | 2.3884 | 2.5078 | 2.6332 | 6995.0276 | 2.9031 | 3.0482 | 3.2006 | 3.3607 | 3.5287 | 3.7051 | 3.8904 | 4.0849 | 4.2892 | 11394.1629 | 4.7288 | 4.9652 | 5.2135 | 5.4742 | 5.7479 | 6.0353 | 6.337 | 6.6539 | 6.9866 | 18559.8908 | 7.7027 | 8.0879 | 8.4923 | 8.9169 | 9.3627 | 9.8308 | 10.3224 | 10.8385 | 11.3804 | 30232.1063
| Pipe Gallery Room | Process | Water Quality Device | Hach SC3500 | 1 | 2023 | 3400 | 3400 | 1005 | 7706 | 5 | 1 | 2023 | 0.05% | 8091.3 | 809.13 | 1335.0645 | 10235.4945 | 3.853 | 3.4948 | 9283.8952 | 3.853 | 4.0457 | 4.2479 | 4.4603 | 11848.8643 | 4.9175 | 5.1634 | 5.4216 | 5.6926 | 15122.4871 | 6.2761 | 6.5899 | 6.9194 | 7.2654 | 19300.5514 | 8.0101 | 8.4106 | 8.8311 | 9.2727 | 24632.9379 | 10.2232 | 10.7343 | 11.271 | 11.8346 | 31438.5645 | 13.0476 | 13.7 | 14.385 | 15.1043 | 40124.4602 | 16.6524 | 17.4851 | 18.3593 | 19.2773 | 51210.1088 | 21.2532 | 22.3159 | 23.4317 | 24.6032 | 65358.5177 | 27.1251 | 28.4813 | 29.9054 | 31.4007
| Pipe Gallery Room | Process | Water Quality Device | CL 17 Chlorine Analyzer | 1 | 2023 | 3500 | 3500 | 1005 | 7706 | 5 | 1 | 2023 | 0.05% | 8091.3 | 809.13 | 1335.0645 | 10235.4945 | 3.853 | 3.4948 | 9283.8952 | 3.853 | 4.0457 | 4.2479 | 4.4603 | 11848.8643 | 4.9175 | 5.1634 | 5.4216 | 5.6926 | 15122.4871 | 6.2761 | 6.5899 | 6.9194 | 7.2654 | 19300.5514 | 8.0101 | 8.4106 | 8.8311 | 9.2727 | 24632.9379 | 10.2232 | 10.7343 | 11.271 | 11.8346 | 31438.5645 | 13.0476 | 13.7 | 14.385 | 15.1043 | 40124.4602 | 16.6524 | 17.4851 | 18.3593 | 19.2773 | 51210.1088 | 21.2532 | 22.3159 | 23.4317 | 24.6032 | 65358.5177 | 27.1251 | 28.4813 | 29.9054 | 31.4007
| Pipe Gallery Room | Process | Water Quality Device | Hach Turbidity Controller | 1 | 2007 | 4000 | 4000 | 600 | 4600 | 7 | 1 | 2007 | 0.05% | 10543.2843 | 1054.3284 | 1739.6419 | 13337.2546 | 2.3 | 2.0862 | 2.1905 | 2.3 | 2.415 | 2.5358 | 2.6625 | 7073.0309 | 2.9354 | 3.0822 | 3.2363 | 3.3981 | 3.5681 | 3.7465 | 9952.4647 | 4.1305 | 4.337 | 4.5538 | 4.7815 | 5.0206 | 5.2716 | 14004.1173 | 5.812 | 6.1026 | 6.4077 | 6.7281 | 7.0645 | 7.4177 | 19705.1994 | 8.178 | 8.5869 | 9.0163 | 9.4671 | 9.9405 | 10.4375 | 27727.1944 | 11.5073 | 12.0827 | 12.6868 | 13.3212 | 13.9872 | 14.6866 | 39014.947 | 16.192 | 17.0016 | 17.8517 | 18.7442
| Pipe Gallery Room | Process | Water Quality Device | TU 5300 Turbidity Tester | 1 | 2017 | 2710 | 2710 | 406.5 | 3116.5 | 5 | 1 | 2017 | 0.05% | 4385.2285 | 438.5228 | 723.5627 | 5547.314 | 1.5583 | 3575.8481 | 1.484 | 1.5583 | 1.6362 | 1.718 | 4563.789 | 1.8941 | 1.9888 | 2.0882 | 2.1926 | 5824.6797 | 2.4174 | 2.5382 | 2.6651 | 2.7984 | 7433.9313 | 3.0852 | 3.2395 | 3.4015 | 3.5715 | 9487.7895 | 3.9376 | 4.1345 | 4.3412 | 4.5583 | 12109.0908 | 5.0255 | 5.2768 | 5.5406 | 5.8177 | 15454.6093 | 6.414 | 6.7347 | 7.0714 | 7.425 | 19724.4329 | 8.186 | 8.5953 | 9.0251 | 9.4764 | 25173.9301 | 10.4477 | 10.9701 | 11.5186 | 12.0945 | 32129.0228
| Pipe Gallery Room | Process | Coatings | Wall and Floor Coatings | 1 | 2022 | 20000 | 20000 | 3000 | 23000 | 15 | 1 | 2022 | 0.05% | 25357.5 | 2535.75 | 4183.9875 | 32077.2375 | 11.5 | 26390.0227 | 10.9524 | 11.5 | 12.075 | 12.6788 | 13.3127 | 13.9783 | 14.6772 | 15.4111 | 16.1817 | 16.9907 | 17.8403 | 18.7323 | 19.6689 | 20.6523 | 54862.9618 | 22.7692 | 23.9077 | 25.1031 | 26.3582 | 27.6761 | 29.0599 | 30.5129 | 32.0386 | 33.6405 | 35.3225 | 37.0886 | 38.9431 | 40.8902 | 42.9347 | 114056.1573 | 47.3356 | 49.7023 | 52.1875 | 54.7968 | 57.5367 | 60.4135 | 63.4342 | 66.6059 | 69.9362 | 73.433 | 77.1046 | 80.9599 | 85.0079 | 89.2583 | 237114.5594
| Reclaim Basin | Reclaim | Floating Suction | Dolphin Skimmer | 1 | 2016 | 2500 | 2500 | 375 | 2875 | 10 | 1 | 2016 | 0.05% | 4247.6844 | 424.7684 | 700.8679 | 5373.3208 | 1.4375 | 1.3039 | 1.369 | 1.4375 | 1.5094 | 4009.6547 | 1.6641 | 1.7473 | 1.8347 | 1.9264 | 2.0227 | 2.1238 | 2.23 | 2.3415 | 2.4586 | 6531.305 | 2.7106 | 2.8462 | 2.9885 | 3.1379 | 3.2948 | 3.4595 | 3.6325 | 3.8141 | 4.0048 | 10638.8076 | 4.4153 | 4.6361 | 4.8679 | 5.1113 | 5.3668 | 5.6352 | 5.9169 | 6.2128 | 6.5234 | 17329.4965 | 7.1921 | 7.5517 | 7.9293 | 8.3257 | 8.742 | 9.1791 | 9.6381 | 10.12 | 10.626 | 28227.9237 | 11.7151
| Reclaim Entrance | Instrumentation | Control Devices | Float Alarms (low, level, high) | 3 | 2007 | 850 | 2550 | 382.5 | 2932.5 | 15 | 1 | 2007 | 0.05% | 6721.3437 | 672.1344 | 1109.0217 | 8502.4998 | 1.4663 | 3364.7279 | 1.3964 | 1.4663 | 1.5396 | 1.6165 | 1.6974 | 1.7822 | 1.8713 | 1.9649 | 2.0632 | 2.1663 | 2.2746 | 2.3884 | 2.5078 | 2.6332 | 6995.0276 | 2.9031 | 3.0482 | 3.2006 | 3.3607 | 3.5287 | 3.7051 | 3.8904 | 4.0849 | 4.2892 | 4.5036 | 4.7288 | 4.9652 | 5.2135 | 5.4742 | 14542.1601 | 6.0353 | 6.337 | 6.6539 | 6.9866 | 7.3359 | 7.7027 | 8.0879 | 8.4923 | 8.9169 | 9.3627 | 9.8308 | 10.3224 | 10.8385 | 11.3804 | 30232.1063
| Reclaim Entrance | Miscellaneous Metals | Floor Hatches | 4'x4' Floor Hatch | 1 | 2007 | 2125 | 2125 | 318.75 | 2443.75 | 50 | 1 | 2007 | 0.05% | 5601.1198 | 560.112 | 924.1848 | 7085.4165 | 1.2219 | 1.1083 | 1.1637 | 1.2219 | 1.283 | 1.3471 | 1.4145 | 1.4852 | 1.5595 | 1.6374 | 1.7193 | 1.8053 | 1.8955 | 1.9903 | 2.0898 | 2.1943 | 2.304 | 2.4192 | 2.5402 | 2.6672 | 2.8006 | 2.9406 | 3.0876 | 3.242 | 3.4041 | 3.5743 | 3.753 | 3.9407 | 4.1377 | 4.3446 | 4.5618 | 4.7899 | 5.0294 | 5.2809 | 5.5449 | 5.8222 | 15466.5756 | 6.4189 | 6.7399 | 7.0769 | 7.4307 | 7.8023 | 8.1924 | 8.602 | 9.0321 | 9.4837 | 9.9579
| VFD Room | HVAC | Air Conditioning System | Air Conditioning (ACU 1) | 1 | 2007 | 21250 | 21250 | 3187.5 | 24437.5 | 20 | 5 | 2007 | 0.05% | 56011.1976 | 5601.1198 | 9241.8476 | 70854.165 | 12.2188 | 11.0828 | 0 | 0 | 0 | 0 | 35786.1681 | 0 | 0 | 0 | 0 | 18.0527 | 0 | 0 | 0 | 0 | 23.0403 | 0 | 0 | 0 | 0 | 29.4059 | 0 | 0 | 0 | 0 | 94951.3577 | 0 | 0 | 0 | 0 | 47.8991 | 0 | 0 | 0 | 0 | 61.1327 | 0 | 0 | 0 | 0 | 78.0226 | 0 | 0 | 0 | 0 | 251934.2194
| VFD Room | HVAC | Air Conditioning System | Air Conditioning (ACU 2) | 1 | 2007 | 21250 | 21250 | 3187.5 | 24437.5 | 20 | 5 | 2007 | 0.05% | 56011.1976 | 5601.1198 | 9241.8476 | 70854.165 | 12.2188 | 11.0828 | 0 | 0 | 0 | 0 | 35786.1681 | 0 | 0 | 0 | 0 | 18.0527 | 0 | 0 | 0 | 0 | 23.0403 | 0 | 0 | 0 | 0 | 29.4059 | 0 | 0 | 0 | 0 | 94951.3577 | 0 | 0 | 0 | 0 | 47.8991 | 0 | 0 | 0 | 0 | 61.1327 | 0 | 0 | 0 | 0 | 78.0226 | 0 | 0 | 0 | 0 | 251934.2194
| VFD Room | Electrical | MCC | Electrical Panel (MCC 2) | 1 | 2007 | 17000 | 17000 | 2550 | 19550 | 20 | 1 | 2007 | 0.05% | 44808.9581 | 4480.8958 | 7393.4781 | 56683.332 | 9.775 | 8.8662 | 9.3095 | 9.775 | 10.2637 | 10.7769 | 28628.9345 | 11.8816 | 12.4757 | 13.0994 | 13.7544 | 14.4421 | 15.1642 | 15.9224 | 16.7186 | 17.5545 | 18.4322 | 19.3538 | 20.3215 | 21.3376 | 22.4045 | 23.5247 | 24.7009 | 25.936 | 27.2328 | 28.5944 | 75961.0861 | 31.5254 | 33.1016 | 34.7567 | 36.4945 | 38.3193 | 40.2352 | 42.247 | 44.3593 | 46.5773 | 48.9062 | 51.3515 | 53.9191 | 56.615 | 59.4458 | 62.418 | 65.5389 | 68.8159 | 72.2567 | 75.8695 | 201547.3755
| VFD Room | Doors & Hardware | Steel Doors | 3'x7' Plastic Exterior Door | 1 | 2007 | 850 | 850 | 127.5 | 977.5 | 20 | 2 | 2007 | 0.05% | 2240.4479 | 224.0448 | 369.6739 | 2834.1666 | 0.48875 | 0 | 0.46548 | 0 | 0.51319 | 0 | 1431.4467 | 0 | 0.62378 | 0 | 0.68772 | 0 | 0.75821 | 0 | 0.83593 | 0 | 0.92161 | 0 | 1.0161 | 0 | 1.1202 | 0 | 1.235 | 0 | 1.3616 | 0 | 3798.0543 | 0 | 1.6551 | 0 | 1.8247 | 0 | 2.0118 | 0 | 2.218 | 0 | 2.4453 | 0 | 2.696 | 0 | 2.9723 | 0 | 3.2769 | 0 | 3.6128 | 0 | 10077.3688
| VFD Room | Electrical | VFDs | VFD - High Service Pumps | 3 | 2023 | 25000 | 75000 | 11250 | 86250 | 20 | 2 | 2007 | 0.05% | 90562.5 | 9056.25 | 14942.8125 | 114561.5625 | 43.125 | 0 | 103910.7143 | 0 | 45.2812 | 0 | 49.9226 | 0 | 55.0396 | 0 | 60.6812 | 0 | 66.901 | 0 | 73.7584 | 0 | 81.3186 | 0 | 89.6538 | 0 | 98.8433 | 0 | 275706.0598 | 0 | 120.1446 | 0 | 132.4595 | 0 | 146.0366 | 0 | 161.0053 | 0 | 177.5083 | 0 | 195.703 | 0 | 215.7625 | 0 | 237.8782 | 0 | 262.2607 | 0 | 731530.2556 | 0 | 318.7795 | 0 | 351.4544
[7 empty] | 5673550.005 | 7696370.4199 | 1156405.563 | 8865779.9829 |  |  |  |  | 16647151.3398 | 1664715.134 | 2746779.9711 | 21058646.4449 | 5308.1262 | 3503651.2697 | 340763.0393 | 28020.6153 | 569183.5857 | 7068.3936 | 2765003.1541 | 66762.2869 | 17954.6394 | 44362.1107 | 85803.9732 | 1090656.7191 | 217904.9985 | 4474.6612 | 943430.8038 | 147637.5518 | 3893629.9391 | 423326.5206 | 104401.1128 | 22186.9107 | 165629.6779 | 5053713.3347 | 567035.4359 | 34297.2659 | 1595918.2699 | 18754.5524 | 7425081.87 | 325725.6506 | 1544642.2233 | 36140.1397 | 373624.8077 | 6846295.3604 | 773283.168 | 43296.9111 | 2607864.5696 | 58265.4247 | 4307953.2882 | 701064.2703 | 176902.0124 | 132774.2867 | 85727.6465 | 13371863.5876 | 1905646.133 | 19339.2279 | 4082290.7291 | 1229278.6823 | 30360372.3339

## Water Towers
BAXTER WATER UTILITY CAPITAL ASSET MANAGEMENT PLAN - WATER TOWERS | [8 empty] | SEH File: | C:\Users\tthompson\AppData\Local\Microsoft\Windows\INetCache\Content.Outlook\G3B1OTAF\[Baxter Water System CAMP.v5.xlsx]Annual Summary
[6 empty] | Annual Interest Rate: | 5% |  | Current Year: | 2024
| Room Name | Facility Element | Type of Equipment | Equipment Name | Quantity | Year New | Unit Value | Subtotal Value | 15% General Contractor Markup Value | Installed Construction Value | Useful Life | Years Between Repair/Update | Last Year Repaired | O&M Percentage of Total Installed Replacement Value | Current Installed Construction Value | 10% Project Contingency Value | 15% Engineering, Admin, Legal, Etc… | Project Replacement Value Total | Original O&M Cost Per Year | Projected Yearly Expenditures
[5 empty] | (#) | (--) | ($) | ($) | ($) | ($) | (Years) | (Years) | (--) | (%) | ($) | ($) | ($) | ($) | ($) | 2022 | 2023 | 2024 | 2025 | 2026 | 2027 | 2028 | 2029 | 2030 | 2031 | 2032 | 2033 | 2034 | 2035 | 2036 | 2037 | 2038 | 2039 | 2040 | 2041 | 2042 | 2043 | 2044 | 2045 | 2046 | 2047 | 2048 | 2049 | 2050 | 2051 | 2052 | 2053 | 2054 | 2055 | 2056 | 2057 | 2058 | 2059 | 2060 | 2061 | 2062 | 2063 | 2064 | 2065 | 2066 | 2067
North Tower | Address: 15052 Inglewood Dr, Baxter, MN, 56401 Height: 128' Capacity: 750,000 Gallons | Structure | Water Storage Tower | Fluted Column Water Tower | 1 | 1997 | 1000000 | 1000000 | 150000 | 1150000 | 100 | 100 | 1997 | 0.025% | 3894308.182 | 389430.8182 | 642560.85 | 4926299.8503 | 287.5 | 0 | 0 | 0 | 0 | 0 | 0 | 0 | 0 | 0 | 0 | 0 | 0 | 0 | 0 | 0 | 0 | 0 | 0 | 0 | 0 | 0 | 0 | 0 | 0 | 0 | 0 | 0 | 0 | 0 | 0 | 0 | 0 | 0 | 0 | 0 | 0 | 0 | 0 | 0 | 0 | 0 | 0 | 0 | 0 | 0 | 0
|  | Structure | Inspection | Inspection | 1 | 2017 | 5000 | 5000 | 750 | 5750 | 5 | 5 | 2017 | 0.005% | 7338.619 | 733.8619 | 1210.8721 | 9283.353 | 0.2875 | 6597.5057 | 0 | 0 | 0 | 0 | 8420.2748 | 0 | 0 | 0 | 0 | 10746.6415 | 0 | 0 | 0 | 0 | 13715.7404 | 0 | 0 | 0 | 0 | 17505.1467 | 0 | 0 | 0 | 0 | 22341.4959 | 0 | 0 | 0 | 0 | 28514.0393 | 0 | 0 | 0 | 0 | 36391.9427 | 0 | 0 | 0 | 0 | 46446.3654 | 0 | 0 | 0 | 0 | 59278.6399
|  | Structure | Cleaning | Cleaning | 1 | 2017 | 5000 | 5000 | 750 | 5750 | 5 | 5 | 2017 | 0.005% | 7338.619 | 733.8619 | 1210.8721 | 9283.353 | 0.2875 | 6597.5057 | 0 | 0 | 0 | 0 | 8420.2748 | 0 | 0 | 0 | 0 | 10746.6415 | 0 | 0 | 0 | 0 | 13715.7404 | 0 | 0 | 0 | 0 | 17505.1467 | 0 | 0 | 0 | 0 | 22341.4959 | 0 | 0 | 0 | 0 | 28514.0393 | 0 | 0 | 0 | 0 | 36391.9427 | 0 | 0 | 0 | 0 | 46446.3654 | 0 | 0 | 0 | 0 | 59278.6399
|  | Structure | Painting | Painting | 1 | 2018 | 600000 | 600000 | 90000 | 690000 | 30 | 5 | 2018 | 0.005% | 838699.3125 | 83869.9313 | 138385.3866 | 1060954.6303 | 34.5 | 0 | 32.8571 | 0 | 0 | 0 | 0 | 41.935 | 0 | 0 | 0 | 0 | 53.5208 | 0 | 0 | 0 | 0 | 68.3076 | 0 | 0 | 0 | 0 | 87.1798 | 0 | 0 | 0 | 0 | 2815028.4859 | 0 | 0 | 0 | 0 | 142.0067 | 0 | 0 | 0 | 0 | 181.2405 | 0 | 0 | 0 | 0 | 231.3139 | 0 | 0 | 0 | 0
|  | Process | Recirculation System | Mixer | 1 | 2019 | 15000 | 15000 | 2250 | 17250 | 8 | 2 | 2019 | 2% | 19969.0313 | 1996.9031 | 3294.8902 | 25260.8245 | 345 | 0 | 328.5714 | 0 | 362.25 | 0 | 25260.8245 | 0 | 440.3171 | 0 | 485.4496 | 0 | 535.2082 | 0 | 37321.7427 | 0 | 650.549 | 0 | 717.2302 | 0 | 790.7463 | 0 | 55141.212 | 0 | 961.1571 | 0 | 1059.6757 | 0 | 1168.2925 | 0 | 81468.6838 | 0 | 1420.0668 | 0 | 1565.6236 | 0 | 1726.1 | 0 | 120366.3503 | 0 | 2098.0854 | 0 | 2313.1391 | 0 | 2550.2359 | 0 | 177835.9196
|  | Process | Recirculation System | Recirculation Pump | 1 | 1997 | 15000 | 15000 | 2250 | 17250 | 10 | 2 | 1997 | 2% | 58414.6227 | 5841.4623 | 9638.4128 | 73894.4978 | 345 | 0 | 328.5714 | 0 | 362.25 | 0 | 25260.8245 | 0 | 440.3171 | 0 | 485.4496 | 0 | 535.2082 | 0 | 590.0671 | 0 | 41147.2213 | 0 | 717.2302 | 0 | 790.7463 | 0 | 871.7978 | 0 | 961.1571 | 0 | 67024.4878 | 0 | 1168.2925 | 0 | 1288.0424 | 0 | 1420.0668 | 0 | 1565.6236 | 0 | 109175.828 | 0 | 1903.0253 | 0 | 2098.0854 | 0 | 2313.1391 | 0 | 2550.2359 | 0 | 177835.9196
|  | Electrical | SCADA & Controls | Level Instruments | 2 | 1997 | 5000 | 10000 | 1500 | 11500 | 15 | 2 | 1997 | 2% | 38943.0818 | 3894.3082 | 6425.6085 | 49262.9985 | 230 | 0 | 219.0476 | 0 | 241.5 | 0 | 16840.5497 | 0 | 293.5448 | 0 | 323.6331 | 0 | 356.8055 | 0 | 393.3781 | 0 | 433.6993 | 0 | 478.1535 | 0 | 527.1642 | 35010.2933 | 581.1985 | 0 | 640.7714 | 0 | 706.4505 | 0 | 778.8616 | 0 | 858.695 | 0 | 946.7112 | 0 | 1043.7491 | 0 | 72783.8853 | 0 | 1268.6835 | 0 | 1398.7236 | 0 | 1542.0928 | 0 | 1700.1573 | 0 | 1874.4234
|  | Electrical | SCADA & Controls | Controls | 1 | 1997 | 7500 | 7500 | 1125 | 8625 | 10 | 2 | 1997 | 2% | 29207.3114 | 2920.7311 | 4819.2064 | 36947.2489 | 172.5 | 0 | 164.2857 | 0 | 181.125 | 0 | 12630.4123 | 0 | 220.1586 | 0 | 242.7248 | 0 | 267.6041 | 0 | 295.0335 | 0 | 20573.6107 | 0 | 358.6151 | 0 | 395.3732 | 0 | 435.8989 | 0 | 480.5785 | 0 | 33512.2439 | 0 | 584.1462 | 0 | 644.0212 | 0 | 710.0334 | 0 | 782.8118 | 0 | 54587.914 | 0 | 951.5127 | 0 | 1049.0427 | 0 | 1156.5696 | 0 | 1275.118 | 0 | 88917.9598
|  | Electrical | SCADA & Controls | Communications | 1 | 1997 | 7500 | 7500 | 1125 | 8625 | 15 | 2 | 1997 | 2% | 29207.3114 | 2920.7311 | 4819.2064 | 36947.2489 | 172.5 | 0 | 164.2857 | 0 | 181.125 | 0 | 12630.4123 | 0 | 220.1586 | 0 | 242.7248 | 0 | 267.6041 | 0 | 295.0335 | 0 | 325.2745 | 0 | 358.6151 | 0 | 395.3732 | 26257.72 | 435.8989 | 0 | 480.5785 | 0 | 529.8378 | 0 | 584.1462 | 0 | 644.0212 | 0 | 710.0334 | 0 | 782.8118 | 0 | 54587.914 | 0 | 951.5127 | 0 | 1049.0427 | 0 | 1156.5696 | 0 | 1275.118 | 0 | 1405.8175
|  | HVAC | Heating | Baseboard Heaters | 2 | 1997 | 1500 | 3000 | 450 | 3450 | 10 | 2 | 1997 | 2% | 11682.9245 | 1168.2925 | 1927.6826 | 14778.8996 | 69 | 0 | 65.7143 | 0 | 72.45 | 0 | 5052.1649 | 0 | 88.0634 | 0 | 97.0899 | 0 | 107.0416 | 0 | 118.0134 | 0 | 8229.4443 | 0 | 143.446 | 0 | 158.1493 | 0 | 174.3596 | 0 | 192.2314 | 0 | 13404.8976 | 0 | 233.6585 | 0 | 257.6085 | 0 | 284.0134 | 0 | 313.1247 | 0 | 21835.1656 | 0 | 380.6051 | 0 | 419.6171 | 0 | 462.6278 | 0 | 510.0472 | 0 | 35567.1839
|  | Doors and Hardware | Doors and Hardware | 12' Overhead Garage Door | 1 | 1997 | 7500 | 7500 | 1125 | 8625 | 20 | 2 | 1997 | 2% | 29207.3114 | 2920.7311 | 4819.2064 | 36947.2489 | 172.5 | 0 | 164.2857 | 0 | 181.125 | 0 | 199.6903 | 0 | 220.1586 | 0 | 242.7248 | 0 | 267.6041 | 0 | 295.0335 | 0 | 20573.6107 | 0 | 358.6151 | 0 | 395.3732 | 0 | 435.8989 | 0 | 480.5785 | 0 | 529.8378 | 0 | 584.1462 | 0 | 644.0212 | 0 | 710.0334 | 0 | 782.8118 | 0 | 54587.914 | 0 | 951.5127 | 0 | 1049.0427 | 0 | 1156.5696 | 0 | 1275.118 | 0 | 1405.8175
|  | Doors & Hardware | Steel Doors | 3'x7' Steel Exterior Door | 1 | 1997 | 850 | 850 | 127.5 | 977.5 | 20 | 2 | 1997 | 2% | 3310.162 | 331.0162 | 546.1767 | 4187.3549 | 19.55 | 0 | 18.619 | 0 | 20.5275 | 0 | 22.6316 | 0 | 24.9513 | 0 | 27.5088 | 0 | 30.3285 | 0 | 33.4371 | 0 | 2331.6759 | 0 | 40.643 | 0 | 44.809 | 0 | 49.4019 | 0 | 54.4656 | 0 | 60.0483 | 0 | 66.2032 | 0 | 72.9891 | 0 | 80.4705 | 0 | 88.7187 | 0 | 6186.6303 | 0 | 107.8381 | 0 | 118.8915 | 0 | 131.0779 | 0 | 144.5134 | 0 | 159.326
|  | Security | Gate | Alum Drive Gate | 1 | 1997 | 2000 | 2000 | 300 | 2300 | 20 | 2 | 1997 | 0.005% | 7788.6164 | 778.8616 | 1285.1217 | 9852.5997 | 0.115 | 0 | 0.10952 | 0 | 0.12075 | 0 | 0.13313 | 0 | 0.14677 | 0 | 0.16182 | 0 | 0.1784 | 0 | 0.19669 | 0 | 5486.2962 | 0 | 0.23908 | 0 | 0.26358 | 0 | 0.2906 | 0 | 0.32039 | 0 | 0.35323 | 0 | 0.38943 | 0 | 0.42935 | 0 | 0.47336 | 0 | 0.52187 | 0 | 14556.7771 | 0 | 0.63434 | 0 | 0.69936 | 0 | 0.77105 | 0 | 0.85008 | 0 | 0.93721
|  | Security | Security System | SCADA Security Alarms | 1 | 2023 | 8500 | 8500 | 1275 | 9775 | 15 | 1 | 2023 | 2% | 9309.5238 | 930.9524 | 1536.0714 | 11776.5476 | 195.5 | 177.3243 | 11776.5476 | 195.5 | 205.275 | 215.5387 | 226.3157 | 237.6315 | 249.513 | 261.9887 | 275.0881 | 288.8425 | 303.2847 | 318.4489 | 334.3713 | 351.0899 | 368.6444 | 24482.5967 | 406.4305 | 426.752 | 448.0896 | 470.4941 | 494.0188 | 518.7197 | 544.6557 | 571.8885 | 600.4829 | 630.507 | 662.0324 | 695.134 | 729.8907 | 766.3852 | 50897.5602 | 844.9397 | 887.1867 | 931.5461 | 978.1234 | 1027.0295 | 1078.381 | 1132.3001 | 1188.9151 | 1248.3608 | 1310.7789 | 1376.3178 | 1445.1337 | 1517.3904 | 1593.2599
|  | Security | 8' Fence | Around Overflow | 1 | 1997 | 5000 | 5000 | 750 | 5750 | 20 | 2 | 1997 | 0.005% | 19471.5409 | 1947.1541 | 3212.8043 | 24631.4993 | 0.2875 | 0 | 0.27381 | 0 | 0.30188 | 0 | 0.33282 | 0 | 0.36693 | 0 | 0.40454 | 0 | 0.44601 | 0 | 0.49172 | 0 | 13715.7404 | 0 | 0.59769 | 0 | 0.65896 | 0 | 0.7265 | 0 | 0.80096 | 0 | 0.88306 | 0 | 0.97358 | 0 | 1.0734 | 0 | 1.1834 | 0 | 1.3047 | 0 | 36391.9427 | 0 | 1.5859 | 0 | 1.7484 | 0 | 1.9276 | 0 | 2.1252 | 0 | 2.343
0
East Tower | Address: 7410 Hastings Rd, Baxter, MN, 56425 Height: 94' Capacity: 1.25 Million Gallons | Structure | Water Storage Tower | Fluted Column Water Tower | 1 | 2012 | 2500000 | 2500000 | 375000 | 2875000 | 100 | 100 | 2012 | 0.025% | 4683072.052 | 468307.2052 | 772706.8886 | 5924086.1458 | 718.75 | 0 | 0 | 0 | 0 | 0 | 0 | 0 | 0 | 0 | 0 | 0 | 0 | 0 | 0 | 0 | 0 | 0 | 0 | 0 | 0 | 0 | 0 | 0 | 0 | 0 | 0 | 0 | 0 | 0 | 0 | 0 | 0 | 0 | 0 | 0 | 0 | 0 | 0 | 0 | 0 | 0 | 0 | 0 | 0 | 0 | 0
|  | Structure | Inspection | Inspection | 1 | 2022 | 5000 | 5000 | 750 | 5750 | 5 | 5 | 2022 | 0.005% | 5750 | 575 | 948.75 | 7273.75 | 0.2875 | 6597.5057 | 0 | 0 | 0 | 0 | 8420.2748 | 0 | 0 | 0 | 0 | 10746.6415 | 0 | 0 | 0 | 0 | 13715.7404 | 0 | 0 | 0 | 0 | 17505.1467 | 0 | 0 | 0 | 0 | 22341.4959 | 0 | 0 | 0 | 0 | 28514.0393 | 0 | 0 | 0 | 0 | 36391.9427 | 0 | 0 | 0 | 0 | 46446.3654 | 0 | 0 | 0 | 0 | 59278.6399
|  | Structure | Cleaning | Cleaning | 1 | 2017 | 5000 | 5000 | 750 | 5750 | 5 | 5 | 2017 | 0.005% | 7338.619 | 733.8619 | 1210.8721 | 9283.353 | 0.2875 | 6597.5057 | 0 | 0 | 0 | 0 | 8420.2748 | 0 | 0 | 0 | 0 | 10746.6415 | 0 | 0 | 0 | 0 | 13715.7404 | 0 | 0 | 0 | 0 | 17505.1467 | 0 | 0 | 0 | 0 | 22341.4959 | 0 | 0 | 0 | 0 | 28514.0393 | 0 | 0 | 0 | 0 | 36391.9427 | 0 | 0 | 0 | 0 | 46446.3654 | 0 | 0 | 0 | 0 | 59278.6399
|  | Structure | Painting | Painting | 1 | 2022 | 750000 | 750000 | 112500 | 862500 | 30 | 15 | 2022 | 0.005% | 862500 | 86250 | 142312.5 | 1091062.5 | 43.125 | 989625.8503 | 0 | 0 | 0 | 0 | 0 | 0 | 0 | 0 | 0 | 0 | 0 | 0 | 0 | 0 | 81.3186 | 0 | 0 | 0 | 0 | 0 | 0 | 0 | 0 | 0 | 0 | 0 | 0 | 0 | 0 | 4277105.8981 | 0 | 0 | 0 | 0 | 0 | 0 | 0 | 0 | 0 | 0 | 0 | 0 | 0 | 0 | 351.4544
|  | Process | Recirculation System | Mixer | 1 | 2012 | 15000 | 15000 | 2250 | 17250 | 7 | 2 | 2023 | 2% | 28098.4323 | 2809.8432 | 4636.2413 | 35544.5169 | 345 | 0 | 328.5714 | 0 | 362.25 | 24057.9281 | 399.3806 | 0 | 440.3171 | 0 | 485.4496 | 0 | 33851.9208 | 0 | 590.0671 | 0 | 650.549 | 0 | 717.2302 | 47633.0521 | 790.7463 | 0 | 871.7978 | 0 | 961.1571 | 0 | 67024.4878 | 0 | 1168.2925 | 0 | 1288.0424 | 0 | 1420.0668 | 94310.1851 | 1565.6236 | 0 | 1726.1 | 0 | 1903.0253 | 0 | 132703.9012 | 0 | 2313.1391 | 0 | 2550.2359 | 0 | 2811.6351
|  | Process | Recirculation System | Recirculation Pump | 1 | 2012 | 15000 | 15000 | 2250 | 17250 | 10 | 2 | 2023 | 2% | 28098.4323 | 2809.8432 | 4636.2413 | 35544.5169 | 345 | 19792.517 | 328.5714 | 0 | 362.25 | 0 | 399.3806 | 0 | 440.3171 | 0 | 485.4496 | 32239.9246 | 535.2082 | 0 | 590.0671 | 0 | 650.549 | 0 | 717.2302 | 0 | 790.7463 | 52515.44 | 871.7978 | 0 | 961.1571 | 0 | 1059.6757 | 0 | 1168.2925 | 0 | 1288.0424 | 85542.118 | 1420.0668 | 0 | 1565.6236 | 0 | 1726.1 | 0 | 1903.0253 | 0 | 2098.0854 | 139339.0963 | 2313.1391 | 0 | 2550.2359 | 0 | 2811.6351
|  | Electrical | SCADA & Controls | Level Instruments | 2 | 2012 | 5000 | 10000 | 1500 | 11500 | 15 | 2 | 2012 | 2% | 18732.2882 | 1873.2288 | 3090.8276 | 23696.3446 | 230 | 208.6168 | 0 | 230 | 0 | 253.575 | 16840.5497 | 279.5664 | 0 | 308.222 | 0 | 339.8148 | 0 | 374.6458 | 0 | 413.047 | 0 | 455.3843 | 0 | 502.0612 | 0 | 35010.2933 | 0 | 610.2585 | 0 | 672.81 | 0 | 741.773 | 0 | 817.8047 | 0 | 901.6297 | 0 | 994.0467 | 0 | 1095.9365 | 72783.8853 | 1208.27 | 0 | 1332.1177 | 0 | 1468.6598 | 0 | 1619.1974 | 0 | 1785.1651 | 0
|  | Electrical | SCADA & Controls | Controls | 2 | 2012 | 7500 | 15000 | 2250 | 17250 | 10 | 2 | 2012 | 2% | 28098.4323 | 2809.8432 | 4636.2413 | 35544.5169 | 345 | 19792.517 | 0 | 345 | 0 | 380.3625 | 0 | 419.3497 | 0 | 462.333 | 0 | 32239.9246 | 0 | 561.9686 | 0 | 619.5704 | 0 | 683.0764 | 0 | 753.0917 | 0 | 52515.44 | 0 | 915.3877 | 0 | 1009.2149 | 0 | 1112.6595 | 0 | 1226.7071 | 0 | 85542.118 | 0 | 1491.0701 | 0 | 1643.9048 | 0 | 1812.405 | 0 | 1998.1766 | 0 | 139339.0963 | 0 | 2428.7961 | 0 | 2677.7477 | 0
|  | Electrical | SCADA & Controls | Communications | 1 | 2012 | 7500 | 7500 | 1125 | 8625 | 15 | 2 | 2012 | 2% | 14049.2162 | 1404.9216 | 2318.1207 | 17772.2584 | 172.5 | 156.4626 | 0 | 172.5 | 0 | 190.1813 | 12630.4123 | 209.6748 | 0 | 231.1665 | 0 | 254.8611 | 0 | 280.9843 | 0 | 309.7852 | 0 | 341.5382 | 0 | 376.5459 | 0 | 26257.72 | 0 | 457.6939 | 0 | 504.6075 | 0 | 556.3297 | 0 | 613.3535 | 0 | 676.2223 | 0 | 745.5351 | 0 | 821.9524 | 54587.914 | 906.2025 | 0 | 999.0883 | 0 | 1101.4948 | 0 | 1214.3981 | 0 | 1338.8739 | 0
|  | Process Valves | Valves | 16" Altitude Valve | 1 | 2012 | 30000 | 30000 | 4500 | 34500 | 50 | 5 | 2012 | 2% | 56196.8646 | 5619.6865 | 9272.4827 | 71089.0337 | 690 | 625.8503 | 0 | 0 | 0 | 0 | 798.7613 | 0 | 0 | 0 | 0 | 1019.4443 | 0 | 0 | 0 | 0 | 1301.0979 | 0 | 0 | 0 | 0 | 1660.5673 | 0 | 0 | 0 | 0 | 2119.3514 | 0 | 0 | 0 | 0 | 2704.8891 | 0 | 0 | 0 | 0 | 3452.2001 | 0 | 0 | 0 | 0 | 278678.1926 | 0 | 0 | 0 | 0 | 5623.2702
|  | Process Valves | Valves | 6" Dump Valve | 1 | 2012 | 2000 | 2000 | 300 | 2300 | 50 |  | 2012 | 2% | 3746.4576 | 374.6458 | 618.1655 | 4739.2689 | 46
|  | HVAC | Heating | Baseboard Heaters | 1 | 2012 | 1500 | 1500 | 225 | 1725 | 10 | 2 | 2012 | 2% | 2809.8432 | 280.9843 | 463.6241 | 3554.4517 | 34.5 | 1979.2517 | 0 | 34.5 | 0 | 38.0363 | 0 | 41.935 | 0 | 46.2333 | 0 | 3223.9925 | 0 | 56.1969 | 0 | 61.957 | 0 | 68.3076 | 0 | 75.3092 | 0 | 5251.544 | 0 | 91.5388 | 0 | 100.9215 | 0 | 111.2659 | 0 | 122.6707 | 0 | 8554.2118 | 0 | 149.107 | 0 | 164.3905 | 0 | 181.2405 | 0 | 199.8177 | 0 | 13933.9096 | 0 | 242.8796 | 0 | 267.7748 | 0
|  | Doors and Hardware | Coiling Door | 12' Overhead Garage Door | 1 | 2012 | 7500 | 7500 | 1125 | 8625 | 20 | 2 | 2012 | 2% | 14049.2162 | 1404.9216 | 2318.1207 | 17772.2584 | 172.5 | 156.4626 | 0 | 172.5 | 0 | 190.1813 | 0 | 209.6748 | 0 | 231.1665 | 0 | 16119.9623 | 0 | 280.9843 | 0 | 309.7852 | 0 | 341.5382 | 0 | 376.5459 | 0 | 415.1418 | 0 | 457.6939 | 0 | 504.6075 | 0 | 556.3297 | 0 | 613.3535 | 0 | 42771.059 | 0 | 745.5351 | 0 | 821.9524 | 0 | 906.2025 | 0 | 999.0883 | 0 | 1101.4948 | 0 | 1214.3981 | 0 | 1338.8739 | 0
|  | Doors and Hardware | Steel Doors | 3' Service Door | 1 | 2012 | 850 | 850 | 127.5 | 977.5 | 20 | 2 | 2012 | 0.005% | 1592.2445 | 159.2244 | 262.7203 | 2014.1893 | 0.048875 | 0.044331 | 0 | 0.048875 | 0 | 0.053885 | 0 | 0.059408 | 0 | 0.065497 | 0 | 1826.9291 | 0 | 0.079612 | 0 | 0.087772 | 0 | 0.096769 | 0 | 0.10669 | 0 | 0.11762 | 0 | 0.12968 | 0 | 0.14297 | 0 | 0.15763 | 0 | 0.17378 | 0 | 4847.3867 | 0 | 0.21123 | 0 | 0.23289 | 0 | 0.25676 | 0 | 0.28308 | 0 | 0.31209 | 0 | 0.34408 | 0 | 0.37935 | 0
|  | Security | Security System | SCADA Security Alarms | 1 | 2023 | 8500 | 8500 | 1275 | 9775 | 15 | 1 | 2023 | 2% | 9309.5238 | 930.9524 | 1536.0714 | 11776.5476 | 195.5 | 177.3243 | 11776.5476 | 195.5 | 205.275 | 215.5387 | 226.3157 | 237.6315 | 249.513 | 261.9887 | 275.0881 | 288.8425 | 303.2847 | 318.4489 | 334.3713 | 351.0899 | 368.6444 | 24482.5967 | 406.4305 | 426.752 | 448.0896 | 470.4941 | 494.0188 | 518.7197 | 544.6557 | 571.8885 | 600.4829 | 630.507 | 662.0324 | 695.134 | 729.8907 | 766.3852 | 50897.5602 | 844.9397 | 887.1867 | 931.5461 | 978.1234 | 1027.0295 | 1078.381 | 1132.3001 | 1188.9151 | 1248.3608 | 1310.7789 | 1376.3178 | 1445.1337 | 1517.3904 | 1593.2599
|  | Security | 8' Fence | Around Overflow | 1 | 2012 | 10000 | 10000 | 1500 | 11500 | 20 | 2 | 2012 | 0.005% | 18732.2882 | 1873.2288 | 3090.8276 | 23696.3446 | 0.575 | 0.52154 | 0 | 0.575 | 0 | 0.63394 | 0 | 0.69892 | 0 | 0.77055 | 0 | 21493.2831 | 0 | 0.93661 | 0 | 1.0326 | 0 | 1.1385 | 0 | 1.2552 | 0 | 1.3838 | 0 | 1.5256 | 0 | 1.682 | 0 | 1.8544 | 0 | 2.0445 | 0 | 57028.0786 | 0 | 2.4851 | 0 | 2.7398 | 0 | 3.0207 | 0 | 3.3303 | 0 | 3.6716 | 0 | 4.048 | 0 | 4.4629 | 0
0
South Tower | Address: 7091 Foley Rd, Baxter, MN, 56425 Height: 135' Capacity: 400,000 Gallons | Structure | Water Storage Tower | Legged Tank | 1 | 1977 | 500000 | 500000 | 75000 | 575000 | 100 | 100 | 1977 | 0.025% | 5166379.4813 | 516637.9481 | 852452.6144 | 6535470.0438 | 143.75 | 0 | 0 | 0 | 0 | 0 | 0 | 0 | 0 | 0 | 0 | 0 | 0 | 0 | 0 | 0 | 0 | 0 | 0 | 0 | 0 | 0 | 0 | 0 | 0 | 0 | 0 | 0 | 0 | 0 | 0 | 0 | 0 | 0 | 0 | 0 | 0 | 0 | 0 | 0 | 0 | 0 | 0 | 0 | 0 | 0 | 0
|  | Structure | Inspection | Inspection | 1 | 2017 | 5000 | 5000 | 750 | 5750 | 5 | 5 | 2022 | 0.005% | 7338.619 | 733.8619 | 1210.8721 | 9283.353 | 0.2875 | 6597.5057 | 0 | 0 | 0 | 0 | 8420.2748 | 0 | 0 | 0 | 0 | 10746.6415 | 0 | 0 | 0 | 0 | 13715.7404 | 0 | 0 | 0 | 0 | 17505.1467 | 0 | 0 | 0 | 0 | 22341.4959 | 0 | 0 | 0 | 0 | 28514.0393 | 0 | 0 | 0 | 0 | 36391.9427 | 0 | 0 | 0 | 0 | 46446.3654 | 0 | 0 | 0 | 0 | 59278.6399
|  | Structure | Cleaning | Cleaning | 1 | 2017 | 5000 | 5000 | 750 | 5750 | 5 | 5 | 2017 | 0.005% | 7338.619 | 733.8619 | 1210.8721 | 9283.353 | 0.2875 | 6597.5057 | 0 | 0 | 0 | 0 | 8420.2748 | 0 | 0 | 0 | 0 | 10746.6415 | 0 | 0 | 0 | 0 | 13715.7404 | 0 | 0 | 0 | 0 | 17505.1467 | 0 | 0 | 0 | 0 | 22341.4959 | 0 | 0 | 0 | 0 | 28514.0393 | 0 | 0 | 0 | 0 | 36391.9427 | 0 | 0 | 0 | 0 | 46446.3654 | 0 | 0 | 0 | 0 | 59278.6399
|  | Structure | Painting | Painting | 1 | 2010 | 350000 | 350000 | 52500 | 402500 | 15 | 5 | 2010 | 0.005% | 722832.1712 | 72283.2171 | 119267.3083 | 914382.6966 | 20.125 | 0 | 0 | 0 | 534620.625 | 0 | 0 | 0 | 0 | 26.9694 | 0 | 0 | 0 | 0 | 34.4206 | 0 | 0 | 0 | 0 | 1111437.8826 | 0 | 0 | 0 | 0 | 56.0675 | 0 | 0 | 0 | 0 | 71.5579 | 0 | 0 | 0 | 0 | 2310599.5338 | 0 | 0 | 0 | 0 | 116.5603 | 0 | 0 | 0 | 0 | 148.7638 | 0 | 0
|  | Process | Recirculation System | Mixer | 1 | 2024 | 20000 | 20000 | 3000 | 23000 | 7 | 2 | 2024 | 2% | 20861.678 | 2086.1678 | 3442.1769 | 26390.0227 | 460 | 417.2336 | 0 | 29095 | 0 | 507.15 | 0 | 559.1329 | 0 | 616.444 | 40939.5868 | 679.6295 | 0 | 749.2915 | 0 | 826.0939 | 0 | 57606.1099 | 0 | 1004.1223 | 0 | 1107.0448 | 0 | 1220.5169 | 81057.5816 | 1345.6199 | 0 | 1483.546 | 0 | 1635.6094 | 0 | 114056.1573 | 0 | 1988.0935 | 0 | 2191.8731 | 0 | 2416.5401 | 160488.4671 | 2664.2354 | 0 | 2937.3196 | 0 | 3238.3948 | 0 | 225823.3899 | 0
|  | Electrical | SCADA & Controls | Level Instruments | 2 | 2017 | 5000 | 10000 | 1500 | 11500 | 15 | 2 | 2017 | 2% | 14677.238 | 1467.7238 | 2421.7443 | 18566.706 | 230 | 0 | 219.0476 | 0 | 241.5 | 0 | 266.2538 | 0 | 293.5448 | 0 | 323.6331 | 21493.2831 | 356.8055 | 0 | 393.3781 | 0 | 433.6993 | 0 | 478.1535 | 0 | 527.1642 | 0 | 581.1985 | 0 | 640.7714 | 0 | 44682.9918 | 0 | 778.8616 | 0 | 858.695 | 0 | 946.7112 | 0 | 1043.7491 | 0 | 1150.7334 | 0 | 1268.6835 | 0 | 1398.7236 | 92892.7309 | 1542.0928 | 0 | 1700.1573 | 0 | 1874.4234
|  | Electrical | SCADA & Controls | Controls | 1 | 2017 | 7500 | 7500 | 1125 | 8625 | 10 | 2 | 2017 | 2% | 11007.9285 | 1100.7928 | 1816.3082 | 13925.0295 | 172.5 | 0 | 164.2857 | 0 | 181.125 | 0 | 12630.4123 | 0 | 220.1586 | 0 | 242.7248 | 0 | 267.6041 | 0 | 295.0335 | 0 | 20573.6107 | 0 | 358.6151 | 0 | 395.3732 | 0 | 435.8989 | 0 | 480.5785 | 0 | 33512.2439 | 0 | 584.1462 | 0 | 644.0212 | 0 | 710.0334 | 0 | 782.8118 | 0 | 54587.914 | 0 | 951.5127 | 0 | 1049.0427 | 0 | 1156.5696 | 0 | 1275.118 | 0 | 88917.9598
|  | Electrical | SCADA & Controls | Communications | 1 | 2017 | 7500 | 7500 | 1125 | 8625 | 15 | 2 | 2017 | 2% | 11007.9285 | 1100.7928 | 1816.3082 | 13925.0295 | 172.5 | 0 | 164.2857 | 0 | 181.125 | 0 | 199.6903 | 0 | 220.1586 | 0 | 242.7248 | 16119.9623 | 267.6041 | 0 | 295.0335 | 0 | 325.2745 | 0 | 358.6151 | 0 | 395.3732 | 0 | 435.8989 | 0 | 480.5785 | 0 | 33512.2439 | 0 | 584.1462 | 0 | 644.0212 | 0 | 710.0334 | 0 | 782.8118 | 0 | 863.05 | 0 | 951.5127 | 0 | 1049.0427 | 69669.5482 | 1156.5696 | 0 | 1275.118 | 0 | 1405.8175
|  | Process Valves | Valves | 16" Altitude Valve | 1 | 1977 | 30000 | 30000 | 4500 | 34500 | 50 | 5 |  | 0.05% | 309982.7689 | 30998.2769 | 51147.1569 | 392128.2026
|  | Process Valves | Valves | XX" Gate Valve | 3 | 1977 | 1500 | 4500 | 675 | 5175 | 50 | 5 |  | 0.05% | 46497.4153 | 4649.7415 | 7672.0735 | 58819.2304
|  | HVAC | Heating | Baseboard Heaters | 1 | 2017 | 1500 | 1500 | 225 | 1725 | 10 | 5 | 2017 | 2% | 2201.5857 | 220.1586 | 363.2616 | 2785.0059 | 34.5 | 31.2925 | 0 | 0 | 0 | 0 | 2526.0825 | 0 | 0 | 0 | 0 | 50.9722 | 0 | 0 | 0 | 0 | 4114.7221 | 0 | 0 | 0 | 0 | 83.0284 | 0 | 0 | 0 | 0 | 6702.4488 | 0 | 0 | 0 | 0 | 135.2445 | 0 | 0 | 0 | 0 | 10917.5828 | 0 | 0 | 0 | 0 | 220.299 | 0 | 0 | 0 | 0 | 17783.592
|  | Vault | Pump | Sump Pump | 1 | 2017 |  | 0 | 0 | 0 | 5 | 2 | 2017 | 2% | 0 | 0 | 0 | 0 | 0 | 0 | 0 | 0 | 0 | 0 | 0 | 0 | 0 | 0 | 0 | 0 | 0 | 0 | 0 | 0 | 0 | 0 | 0 | 0 | 0 | 0 | 0 | 0 | 0 | 0 | 0 | 0 | 0 | 0 | 0 | 0 | 0 | 0 | 0 | 0 | 0 | 0 | 0 | 0 | 0 | 0 | 0 | 0 | 0 | 0 | 0
|  | Doors and Hardware | Door | 3'x3' Vault Hatch | 1 | 1977 | 3500 | 3500 | 525 | 4025 | 20 | 2 | 1977 | 2% | 36164.6564 | 3616.4656 | 5967.1683 | 45748.2903 | 80.5 | 0 | 76.6667 | 0 | 84.525 | 0 | 93.1888 | 0 | 102.7407 | 0 | 113.2716 | 0 | 124.8819 | 0 | 137.6823 | 0 | 9601.0183 | 0 | 167.3537 | 0 | 184.5075 | 0 | 203.4195 | 0 | 224.27 | 0 | 247.2577 | 0 | 272.6016 | 0 | 300.5432 | 0 | 331.3489 | 0 | 365.3122 | 0 | 25474.3599 | 0 | 444.0392 | 0 | 489.5533 | 0 | 539.7325 | 0 | 595.055 | 0 | 656.0482
[8 empty] | 6019200 |  | 6922080 |  |  |  |  | 17142660.1701 |  |  | 21685465.1151 | 6698.0514 | 1072726.3028 | 26321.1452 | 30441.1239 | 538046.7251 | 26049.1797 | 195656.3685 | 2237.2898 | 4164.4461 | 2447.3482 | 45530.8886 | 212159.5175 | 38432.1437 | 2941.9855 | 42346.8523 | 3243.539 | 234230.693 | 108530.6909 | 6783.4439 | 1163013.4766 | 7478.7469 | 342057.6022 | 62601.9124 | 4792.1843 | 90204.1127 | 5283.3832 | 440939.3578 | 2820853.4159 | 11049.5153 | 6493.5432 | 92362.732 | 4852482.0194 | 113758.473 | 102116.1484 | 2325406.9411 | 8606.0745 | 873997.813 | 9669.4377 | 296950.2883 | 10577.2977 | 150449.1578 | 1021860.7399 | 22108.5985 | 12715.0917 | 24268.47 | 236271.4482 | 966099.842

## Interconnect Building
BAXTER WATER UTILITY INFRASTRUCTURE CAPITAL IMPROVEMENTS PLAN - INTERCONNECT BUILDING | [8 empty] | SEH File: | C:\Users\tthompson\AppData\Local\Microsoft\Windows\INetCache\Content.Outlook\G3B1OTAF\[Baxter Water System CAMP.v5.xlsx]Annual Summary
[6 empty] | Annual Interest Rate: | 5% |  | Current Year: | 2024
| Room Name | Facility Element | Type of Equipment | Equipment Name | Quantity | Year New | Unit Value | Subtotal Value | 15% General Contractor Markup Value | Installed Construction Value | Useful Life | Years Between Repair/Update | Last Year Repaired | O&M Percentage of Total Installed Replacement Value | Current Installed Construction Value | 10% Project Contingency Value | 15% Engineering, Admin, Legal, Etc… | Project Replacement Value Total | Original O&M Cost Per Year | Projected Yearly Expenditures
[5 empty] | (#) | (--) | ($) | ($) | ($) | ($) | (Years) | (Years) | (--) | (%) | ($) | ($) | ($) | ($) | ($) | 2022 | 2023 | 2024 | 2025 | 2026 | 2027 | 2028 | 2029 | 2030 | 2031 | 2032 | 2033 | 2034 | 2035 | 2036 | 2037 | 2038 | 2039 | 2040 | 2041 | 2042 | 2043 | 2044 | 2045 | 2046 | 2047 | 2048 | 2049 | 2050 | 2051 | 2052 | 2053 | 2054 | 2055 | 2056 | 2057 | 2058 | 2059 | 2060 | 2061 | 2062 | 2063 | 2064 | 2065 | 2066 | 2067
| Interconnect Building | Electrical | VFD | VFD - ABB Booster Pump | 2 | 2007 | 21250 | 42500 | 6375 | 48875 | 20 | 2 | 2007 | 2% | 112022.3953 | 11202.2395 | 18483.6952 | 141708.33 | 977.5 | 0 | 930.9524 | 0 | 1026.375 | 0 | 71572.3362 | 0 | 1247.5652 | 0 | 1375.4407 | 0 | 1516.4233 | 0 | 1671.8567 | 0 | 1843.222 | 0 | 2032.1523 | 0 | 2240.4479 | 0 | 2470.0938 | 0 | 2723.2784 | 0 | 189902.7153 | 0 | 3310.162 | 0 | 3649.4536 | 0 | 4023.5225 | 0 | 4435.9336 | 0 | 4890.6168 | 0 | 5391.905 | 0 | 5944.5753 | 0 | 6553.8943 | 0 | 7225.6684 | 0 | 503868.4388
| 1998 | Electrical | Transformer | Transformer | 1 | 2007 | 15000 | 15000 | 2250 | 17250 | 20 | 10 | 2007 | 2% | 39537.316 | 3953.7316 | 6523.6571 | 50014.7047 | 345 | 0 | 0 | 0 | 0 | 0 | 25260.8245 | 0 | 0 | 0 | 0 | 0 | 0 | 0 | 0 | 0 | 650.549 | 0 | 0 | 0 | 0 | 0 | 0 | 0 | 0 | 0 | 67024.4878 | 0 | 0 | 0 | 0 | 0 | 0 | 0 | 0 | 0 | 1726.1 | 0 | 0 | 0 | 0 | 0 | 0 | 0 | 0 | 0 | 177835.9196
|  | Electrical | Controls | PLC | 1 | 2007 | 20000 | 20000 | 3000 | 23000 | 20 | 2 | 2007 | 2% | 52716.4213 | 5271.6421 | 8698.2095 | 66686.273 | 460 | 0 | 438.0952 | 0 | 483 | 0 | 33681.0994 | 0 | 587.0895 | 0 | 647.2662 | 0 | 713.611 | 0 | 786.7561 | 0 | 867.3986 | 0 | 956.307 | 0 | 1054.3284 | 0 | 1162.3971 | 0 | 1281.5428 | 0 | 89365.9837 | 0 | 1557.7233 | 0 | 1717.3899 | 0 | 1893.4224 | 0 | 2087.4982 | 0 | 2301.4667 | 0 | 2537.3671 | 0 | 2797.4472 | 0 | 3084.1855 | 0 | 3400.3145 | 0 | 237114.5594
|  | Electrical | Controls | RTU | 1 | 2007 | 15000 | 15000 | 2250 | 17250 | 15 | 2 | 2007 | 2% | 39537.316 | 3953.7316 | 6523.6571 | 50014.7047 | 345 | 19792.517 | 328.5714 | 0 | 362.25 | 0 | 399.3806 | 0 | 440.3171 | 0 | 485.4496 | 0 | 535.2082 | 0 | 590.0671 | 0 | 41147.2213 | 0 | 717.2302 | 0 | 790.7463 | 0 | 871.7978 | 0 | 961.1571 | 0 | 1059.6757 | 0 | 1168.2925 | 0 | 1288.0424 | 85542.118 | 1420.0668 | 0 | 1565.6236 | 0 | 1726.1 | 0 | 1903.0253 | 0 | 2098.0854 | 0 | 2313.1391 | 0 | 2550.2359 | 0 | 177835.9196
|  | HVAC | Heating | Unit Electric Heater | 1 | 2007 | 1275 | 1275 | 191.25 | 1466.25 | 10 | 2 | 2007 | 2% | 3360.6719 | 336.0672 | 554.5109 | 4251.2499 | 29.325 | 0 | 27.9286 | 0 | 30.7913 | 0 | 2147.1701 | 0 | 37.427 | 0 | 41.2632 | 0 | 45.4927 | 0 | 50.1557 | 0 | 3497.5138 | 0 | 60.9646 | 0 | 67.2134 | 0 | 74.1028 | 0 | 81.6984 | 0 | 5697.0815 | 0 | 99.3049 | 0 | 109.4836 | 0 | 120.7057 | 0 | 133.078 | 0 | 9279.9454 | 0 | 161.7572 | 0 | 178.3373 | 0 | 196.6168 | 0 | 216.7701 | 0 | 15116.0532
|  | Plumbing | Plumbing | Water Heater | 1 | 2007 | 2125 | 2125 | 318.75 | 2443.75 | 15 | 2 | 2007 | 2% | 5601.1198 | 560.112 | 924.1848 | 7085.4165 | 48.875 | 2803.9399 | 46.5476 | 0 | 51.3188 | 0 | 56.5789 | 0 | 62.3783 | 0 | 68.772 | 0 | 75.8212 | 0 | 83.5928 | 0 | 5829.1897 | 0 | 101.6076 | 0 | 112.0224 | 0 | 123.5047 | 0 | 136.1639 | 0 | 150.1207 | 0 | 165.5081 | 0 | 182.4727 | 12118.4667 | 201.1761 | 0 | 221.7967 | 0 | 244.5308 | 0 | 269.5953 | 0 | 297.2288 | 0 | 327.6947 | 0 | 361.2834 | 0 | 25193.4219
|  | Building | Structure | Structure | 1 | 2007 | 300000 | 300000 | 45000 | 345000 | 50 | 50 | 2007 | 2% | 790746.3196 | 79074.632 | 130473.1427 | 1000294.0943 | 6900 | 0 | 0 | 0 | 0 | 0 | 0 | 0 | 0 | 0 | 0 | 0 | 0 | 0 | 0 | 0 | 0 | 0 | 0 | 0 | 0 | 0 | 0 | 0 | 0 | 0 | 0 | 0 | 0 | 0 | 0 | 0 | 0 | 0 | 0 | 0 | 2183516.5595 | 0 | 0 | 0 | 0 | 0 | 0 | 0 | 0 | 0 | 0
|  | Thermal & Moisture Control | Roofing System | Roof membrane, insulation & metal | 1 | 2007 | 30000 | 30000 | 4500 | 34500 | 20 | 5 | 2007 | 2% | 79074.632 | 7907.4632 | 13047.3143 | 100029.4094 | 690 | 625.8503 | 0 | 0 | 0 | 0 | 50521.6491 | 0 | 0 | 0 | 0 | 1019.4443 | 0 | 0 | 0 | 0 | 1301.0979 | 0 | 0 | 0 | 0 | 1660.5673 | 0 | 0 | 0 | 0 | 134048.9755 | 0 | 0 | 0 | 0 | 2704.8891 | 0 | 0 | 0 | 0 | 3452.2001 | 0 | 0 | 0 | 0 | 4405.9793 | 0 | 0 | 0 | 0 | 355671.8391
|  | HVAC | Ventilation | Air Exchange System | 1 | 2007 | 35000 | 35000 | 5250 | 40250 | 15 | 5 | 2007 | 2% | 92253.7373 | 9225.3737 | 15221.8667 | 116700.9777 | 805 | 46182.5397 | 0 | 0 | 0 | 0 | 931.8881 | 0 | 0 | 0 | 0 | 1189.3516 | 0 | 0 | 0 | 0 | 96010.1831 | 0 | 0 | 0 | 0 | 1937.3285 | 0 | 0 | 0 | 0 | 2472.5766 | 0 | 0 | 0 | 0 | 199598.2752 | 0 | 0 | 0 | 0 | 4027.5668 | 0 | 0 | 0 | 0 | 5140.3092 | 0 | 0 | 0 | 0 | 414950.479
|  | Infrastructure | Pump | 15 Hp Booster Pump | 2 | 2007 | 35000 | 70000 | 10500 | 80500 | 20 | 5 | 2007 | 2% | 184507.4746 | 18450.7475 | 30443.7333 | 233401.9553 | 1610 | 1460.3175 | 0 | 0 | 0 | 0 | 117883.8478 | 0 | 0 | 0 | 0 | 2378.7033 | 0 | 0 | 0 | 0 | 3035.8951 | 0 | 0 | 0 | 0 | 3874.657 | 0 | 0 | 0 | 0 | 312780.9429 | 0 | 0 | 0 | 0 | 6311.4079 | 0 | 0 | 0 | 0 | 8055.1336 | 0 | 0 | 0 | 0 | 10280.6184 | 0 | 0 | 0 | 0 | 829900.9579
|  | Process Flow Meters | Meter | 8'' Flow Magmeter | 1 | 2007 | 2380 | 2380 | 357 | 2737 | 10 | 5 | 2007 | 2% | 6273.2541 | 627.3254 | 1035.0869 | 7935.6665 | 54.74 | 49.6508 | 0 | 0 | 0 | 0 | 4008.0508 | 0 | 0 | 0 | 0 | 80.8759 | 0 | 0 | 0 | 0 | 6528.6925 | 0 | 0 | 0 | 0 | 131.7383 | 0 | 0 | 0 | 0 | 10634.5521 | 0 | 0 | 0 | 0 | 214.5879 | 0 | 0 | 0 | 0 | 17322.5647 | 0 | 0 | 0 | 0 | 349.541 | 0 | 0 | 0 | 0 | 28216.6326
|  | Process Flow Meters | Meter | Irrigation Water Meter | 1 | 2007 | 450 | 450 | 67.5 | 517.5 | 10 | 5 | 2007 | 2% | 1186.1195 | 118.6119 | 195.7097 | 1500.4411 | 10.35 | 9.3878 | 0 | 0 | 0 | 0 | 757.8247 | 0 | 0 | 0 | 0 | 15.2917 | 0 | 0 | 0 | 0 | 1234.4166 | 0 | 0 | 0 | 0 | 24.9085 | 0 | 0 | 0 | 0 | 2010.7346 | 0 | 0 | 0 | 0 | 40.5733 | 0 | 0 | 0 | 0 | 3275.2748 | 0 | 0 | 0 | 0 | 66.0897 | 0 | 0 | 0 | 0 | 5335.0776
|  | Process Valves | Valve | 8'' Manual BFV Isolation Valve | 1 | 2007 | 1200 | 1200 | 180 | 1380 | 20 | 5 | 2007 | 2% | 3162.9853 | 316.2985 | 521.8926 | 4001.1764 | 27.6 | 25.034 | 0 | 0 | 0 | 0 | 2020.866 | 0 | 0 | 0 | 0 | 40.7778 | 0 | 0 | 0 | 0 | 52.0439 | 0 | 0 | 0 | 0 | 66.4227 | 0 | 0 | 0 | 0 | 5361.959 | 0 | 0 | 0 | 0 | 108.1956 | 0 | 0 | 0 | 0 | 138.088 | 0 | 0 | 0 | 0 | 176.2392 | 0 | 0 | 0 | 0 | 14226.8736
|  | Process Valves | Valve | 6'' Manual BFV - Isolation Valve | 2 | 2007 | 1000 | 2000 | 300 | 2300 | 20 | 5 | 2007 | 2% | 5271.6421 | 527.1642 | 869.821 | 6668.6273 | 46 | 41.7234 | 0 | 0 | 0 | 0 | 3368.1099 | 0 | 0 | 0 | 0 | 67.963 | 0 | 0 | 0 | 0 | 86.7399 | 0 | 0 | 0 | 0 | 110.7045 | 0 | 0 | 0 | 0 | 8936.5984 | 0 | 0 | 0 | 0 | 180.3259 | 0 | 0 | 0 | 0 | 230.1467 | 0 | 0 | 0 | 0 | 293.732 | 0 | 0 | 0 | 0 | 23711.4559
|  | Plumbing | Valve | 1'' RPZ | 1 | 2007 | 1300 | 1300 | 195 | 1495 | 20 | 1 | 2007 | 5% | 3426.5674 | 342.6567 | 565.3836 | 4334.6077 | 74.75 | 67.8005 | 71.1905 | 74.75 | 78.4875 | 82.4119 | 2189.2715 | 90.8591 | 95.402 | 100.1721 | 105.1808 | 110.4398 | 115.9618 | 121.7599 | 127.8479 | 134.2403 | 140.9523 | 147.9999 | 155.3999 | 163.1699 | 171.3284 | 179.8948 | 188.8895 | 198.334 | 208.2507 | 218.6632 | 5808.7889 | 241.0762 | 253.13 | 265.7865 | 279.0759 | 293.0297 | 307.6811 | 323.0652 | 339.2185 | 356.1794 | 373.9883 | 392.6878 | 412.3221 | 432.9383 | 454.5852 | 477.3144 | 501.1801 | 526.2392 | 552.5511 | 580.1787 | 15412.4464
|  | Doors & Hardware | Plastic Doors | 2'x7' Plastic Door | 4 | 2007 | 900 | 3600 | 540 | 4140 | 20 | 10 | 2007 | 2% | 9488.9558 | 948.8956 | 1565.6777 | 12003.5291 | 82.8 | 0 | 0 | 0 | 0 | 0 | 6062.5979 | 0 | 0 | 0 | 0 | 0 | 0 | 0 | 0 | 0 | 156.1317 | 0 | 0 | 0 | 0 | 0 | 0 | 0 | 0 | 0 | 16085.8771 | 0 | 0 | 0 | 0 | 0 | 0 | 0 | 0 | 0 | 414.264 | 0 | 0 | 0 | 0 | 0 | 0 | 0 | 0 | 0 | 42680.6207
|  | Doors & Hardware | Steel Doors | 3'x7' Steel Door | 1 | 2007 | 850 | 850 | 127.5 | 977.5 | 20 | 10 | 2007 | 2% | 2240.4479 | 224.0448 | 369.6739 | 2834.1666 | 19.55 | 0 | 0 | 0 | 0 | 0 | 1431.4467 | 0 | 0 | 0 | 0 | 0 | 0 | 0 | 0 | 0 | 36.8644 | 0 | 0 | 0 | 0 | 0 | 0 | 0 | 0 | 0 | 3798.0543 | 0 | 0 | 0 | 0 | 0 | 0 | 0 | 0 | 0 | 97.8123 | 0 | 0 | 0 | 0 | 0 | 0 | 0 | 0 | 0 | 10077.3688
|  | Security | Security System | SCADA Security Alarms | 1 | 2023 | 8500 | 8500 | 1275 | 9775 | 15 | 1 | 2023 | 2% | 10263.75 | 1026.375 | 1693.5187 | 12983.6437 | 195.5 | 177.3243 | 11776.5476 | 195.5 | 205.275 | 215.5387 | 226.3157 | 237.6315 | 249.513 | 261.9887 | 275.0881 | 288.8425 | 303.2847 | 318.4489 | 334.3713 | 351.0899 | 368.6444 | 24482.5967 | 406.4305 | 426.752 | 448.0896 | 470.4941 | 494.0188 | 518.7197 | 544.6557 | 571.8885 | 600.4829 | 630.507 | 662.0324 | 695.134 | 729.8907 | 766.3852 | 50897.5602 | 844.9397 | 887.1867 | 931.5461 | 978.1234 | 1027.0295 | 1078.381 | 1132.3001 | 1188.9151 | 1248.3608 | 1310.7789 | 1376.3178 | 1445.1337 | 1517.3904 | 1593.2599
|  | Process | Water Quality Device | Chlorine Analyzer | 1 | 2007 | 850 | 850 | 127.5 | 977.5 | 10 | 1 | 2007 | 2% | 2240.4479 | 224.0448 | 369.6739 | 2834.1666 | 19.55 | 17.7324 | 18.619 | 19.55 | 20.5275 | 21.5539 | 1431.4467 | 23.7631 | 24.9513 | 26.1989 | 27.5088 | 28.8843 | 30.3285 | 31.8449 | 33.4371 | 35.109 | 2331.6759 | 38.7077 | 40.643 | 42.6752 | 44.809 | 47.0494 | 49.4019 | 51.872 | 54.4656 | 57.1888 | 3798.0543 | 63.0507 | 66.2032 | 69.5134 | 72.9891 | 76.6385 | 80.4705 | 84.494 | 88.7187 | 93.1546 | 6186.6303 | 102.703 | 107.8381 | 113.23 | 118.8915 | 124.8361 | 131.0779 | 137.6318 | 144.5134 | 151.739 | 10077.3688
|  | Chemical Feed Systems | Corrosion Control Chemical Feed System | 100 Gallon Tank | 1 | 2007 | 2500 | 2500 | 375 | 2875 | 10 | 2 | 2007 | 2% | 6589.5527 | 658.9553 | 1087.2762 | 8335.7841 | 57.5 | 0 | 54.7619 | 0 | 60.375 | 0 | 4210.1374 | 0 | 73.3862 | 0 | 80.9083 | 0 | 89.2014 | 0 | 98.3445 | 0 | 6857.8702 | 0 | 119.5384 | 0 | 131.7911 | 0 | 145.2996 | 0 | 160.1928 | 0 | 11170.748 | 0 | 194.7154 | 0 | 214.6737 | 0 | 236.6778 | 0 | 260.9373 | 0 | 18195.9713 | 0 | 317.1709 | 0 | 349.6809 | 0 | 385.5232 | 0 | 425.0393 | 0 | 29639.3199
|  | Chemical Feed Systems | Corrosion Control Chemical Feed System | Feed Pump | 1 | 2007 | 4500 | 4500 | 675 | 5175 | 10 | 2 | 2007 | 2% | 11861.1948 | 1186.1195 | 1957.0971 | 15004.4114 | 103.5 | 0 | 98.5714 | 0 | 108.675 | 0 | 7578.2474 | 0 | 132.0951 | 0 | 145.6349 | 0 | 160.5625 | 0 | 177.0201 | 0 | 12344.1664 | 0 | 215.1691 | 0 | 237.2239 | 0 | 261.5393 | 0 | 288.3471 | 0 | 20107.3463 | 0 | 350.4877 | 0 | 386.4127 | 0 | 426.02 | 0 | 469.6871 | 0 | 32752.7484 | 0 | 570.9076 | 0 | 629.4256 | 0 | 693.9417 | 0 | 765.0708 | 0 | 53350.7759
|  | Chemical Feed Systems | Chlorine Feed System | Chlorine Feed Equipment | 1 | 2021 | 15000 | 15000 | 2250 | 17250 | 20 | 2 | 2021 | 5% | 19969.0313 | 1996.9031 | 3294.8902 | 25260.8245 | 862.5 | 0 | 821.4286 | 0 | 905.625 | 0 | 998.4516 | 0 | 1100.7928 | 0 | 1213.6241 | 0 | 1338.0206 | 0 | 1475.1677 | 0 | 1626.3724 | 0 | 1793.0756 | 0 | 50014.7047 | 0 | 2179.4945 | 0 | 2402.8927 | 0 | 2649.1892 | 0 | 2920.7311 | 0 | 3220.1061 | 0 | 3550.167 | 0 | 3914.0591 | 0 | 4315.2501 | 0 | 4757.5633 | 0 | 132703.9012 | 0 | 5782.8479 | 0 | 6375.5898 | 0 | 7029.0877
|  | Chemical Feed Systems | Chlorine Feed System | Scale, 150 cyl | 1 | 2021 | 4000 | 4000 | 600 | 4600 | 10 | 2 | 2021 | 2% | 5325.075 | 532.5075 | 878.6374 | 6736.2199 | 92 | 0 | 87.619 | 0 | 96.6 | 0 | 106.5015 | 0 | 117.4179 | 0 | 8187.9174 | 0 | 142.7222 | 0 | 157.3512 | 0 | 173.4797 | 0 | 191.2614 | 0 | 13337.2546 | 0 | 232.4794 | 0 | 256.3086 | 0 | 282.5802 | 0 | 311.5447 | 0 | 21724.9823 | 0 | 378.6845 | 0 | 417.4996 | 0 | 460.2933 | 0 | 507.4734 | 0 | 35387.707 | 0 | 616.8371 | 0 | 680.0629 | 0 | 749.7694
|  | Chemical Feed Systems | Chlorine Feed System | Cl2 Booster Pump VFD | 1 | 2021 | 5000 | 5000 | 750 | 5750 | 10 | 2 | 2021 | 2% | 6656.3438 | 665.6344 | 1098.2967 | 8420.2748 | 115 | 0 | 109.5238 | 0 | 120.75 | 0 | 133.1269 | 0 | 146.7724 | 0 | 10234.8967 | 0 | 178.4027 | 0 | 196.689 | 0 | 216.8497 | 0 | 239.0767 | 0 | 16671.5682 | 0 | 290.5993 | 0 | 320.3857 | 0 | 353.2252 | 0 | 389.4308 | 0 | 27156.2279 | 0 | 473.3556 | 0 | 521.8745 | 0 | 575.3667 | 0 | 634.3418 | 0 | 44234.6337 | 0 | 771.0464 | 0 | 850.0786 | 0 | 937.2117
[8 empty] | 583030 |  | 670484.5 | [7 empty] | 1889040.6555 | 13972.04 | 71253.8175 | 14810.3571 | 289.8 | 3550.05 | 319.5045 | 336977.1694 | 352.2537 | 4315.108 | 388.3597 | 22888.9508 | 5220.574 | 5245.0407 | 472.0537 | 5782.6574 | 520.4392 | 186337.1706 | 24669.3043 | 7028.8562 | 632.5971 | 85321.5279 | 8503.765 | 8543.6186 | 768.9257 | 9419.3395 | 847.7406 | 894100.7502 | 934.634 | 11449.2661 | 1030.4339 | 60731.2006 | 307954.8931 | 64009.5101 | 1252.4989 | 15343.1115 | 1380.88 | 2304536.7421 | 1522.4202 | 18649.648 | 1678.4683 | 226383.4141 | 22563.0201 | 22668.7637 | 2040.1887 | 24992.3119 | 2249.3081 | 2980524.8571

## Water Mains
| BAXTER WATER UTILITY INFRASTRUCTURE CAPITAL IMPROVEMENTS PLAN - WATER MAIN | [5 empty] | Current Year | 2024 |  |  | SEH File: | C:\Users\tthompson\AppData\Local\Microsoft\Windows\INetCache\Content.Outlook\G3B1OTAF\[Baxter Water System CAMP.v5.xlsx]Annual Summary
[7 empty] | Annual Interest Rate | 5% |  |  |  | Useful Life | Current Installed Unit Price | Current Installed Construction Value | 10% Project Contingency Value | 15% Engineering, Admin, Legal, Etc… | Current Project Replacement Value Total | Remaining Useful Life
OBJECTID | FACILITYID | MAPGRID | PROJECTNAME | PROJECTYEAR | StreetName | CrossStreet1 | CrossStreet2 | Shape_Length | MATERIAL | DIAMETER | Widseth Notes | [7 empty] | COMMENTS | WATERTYPE | ENABLED | ACTIVEFLAG | OWNEDBY | MAINTBY | LASTUPDATE | LASTEDITOR | PROJECTID | FROMID | TOID | OLDID | GlobalID
[8 empty] | (ft) |  |  |  | (Years) | ($/ft) | ($) | ($) | ($) | ($) | (Years)
1 | wMAIN-3 | GD | GRAND OAKS NORTH | 2009 | Grand Oaks Dr | Firewood Dr | Grand Oaks Townhomes | 2 | PVC | 6 |  | 75 | 140 | 279.9961 | 27.9996 | 46.1994 | 354.195 | 60 |  | Potable | 1 | 1 | 1 | 1 | 2011-11-08 15:14 | BAXTER\todd.deboer |  | FIT-1 | V-1 | 1GD30-1GD31 | {3A16879F-BA76-4147-9322-6B4E04E5DE21}
2 | wMAIN-4 | JK | 2007 SOUTH PERCH LAKE IMPROVEMENTS | 2008 | Highland Scenic Rd | Isle Dr | Knollwood Dr | 8.1142 | PVC | 10 |  | 75 | 180 | 1460.5614 | 146.0561 | 240.9926 | 1847.6102 | 59 |  | Potable | 1 | 1 | 1 | 1 | 2011-11-08 15:14 | BAXTER\todd.deboer | 488 | V-9 | FIT-9 | 1JK15-1JK16 | {8BD6F7AF-C2F1-45F2-8527-4FB9BE2495BB}
3 | wMAIN-5 | JK | 2007 SOUTH PERCH LAKE IMPROVEMENTS | 2008 | Highland Scenic Rd | South Perch Lake Houses | None | 3.244 | PVC | 8 |  | 75 | 160 | 519.047 | 51.9047 | 85.6428 | 656.5945 | 59 |  | Potable | 1 | 1 | 1 | 1 | 2011-11-08 15:14 | BAXTER\todd.deboer | 488 | V-8 | FIT-5 | 1JK12-1JK13 | {B0B6AE77-05AC-4DFC-A8D7-CFBC3E329F43}
4 | wMAIN-6 | JK | 2007 SOUTH PERCH LAKE IMPROVEMENTS | 2008 | Highland Scenic Rd | South Perch Lake Houses | None | 4.9999 | PVC | 8 |  | 75 | 160 | 799.9879 | 79.9988 | 131.998 | 1011.9847 | 59 |  | Potable | 1 | 1 | 1 | 1 | 2011-11-08 15:14 | BAXTER\todd.deboer | 488 | FIT-2 | V-8 | 1JK11-1JK12 | {BED58118-EDD2-4F77-B43C-C1ED8E0DCAF5}
5 | wMAIN-7 | JK | 2007 SOUTH PERCH LAKE IMPROVEMENTS | 2008 | Highland Scenic Rd | South Perch Lake Houses | None | 499.9264 | YELOMINE | 8 |  | 75 | 160 | 79988.2237 | 7998.8224 | 13198.0569 | 101185.103 | 59 |  | Potable | 1 | 1 | 1 | 1 | 2011-11-08 15:14 | BAXTER\todd.deboer | 488 | FIT-3 | FIT-2 | 1JK10-1JK11 | {D847E55C-88A8-488E-BDB9-4E2A4EDEEA91}
6 | wMAIN-8 | JK | 2007 SOUTH PERCH LAKE IMPROVEMENTS | 2008 | South Perch Lake Houses | None | None | 2.9836 | PVC | 8 |  | 75 | 160 | 477.3741 | 47.7374 | 78.7667 | 603.8782 | 59 |  | Potable | 1 | 1 | 1 | 1 | 2011-11-08 15:14 | BAXTER\todd.deboer | 488 | V-14 | FIT-14 | 1JK08-1JK09 | {DBA110F9-C1E2-41C6-A51E-E39DB6E5A956}
7 | wMAIN-12 | IJ | 2007 SOUTH PERCH LAKE IMPROVEMENTS | 2008 | Highland Scenic Rd | Isle Dr | Knollwood Dr | 2.2392 | PVC | 10 |  | 75 | 180 | 403.0585 | 40.3058 | 66.5046 | 509.869 | 59 |  | Potable | 1 | 1 | 1 | 1 | 2011-11-08 15:14 | BAXTER\todd.deboer | 488 | V-4 | FIT-6 | 1IJ03-1IJ04 | {F2602727-25F0-439E-90FC-6BA5727DD0A6}
8 | wMAIN-25 | IJ | 2007 SOUTH PERCH LAKE IMPROVEMENTS | 2008 | Highland Scenic Rd | Isle Dr | Knollwood Dr | 510.1206 | PVC | 10 |  | 75 | 180 | 91821.712 | 9182.1712 | 15150.5825 | 116154.4657 | 59 |  | Potable | 1 | 1 | 1 | 1 | 2011-11-08 15:14 | BAXTER\todd.deboer | 488 | FIT-7 | V-4 | 1IJ01-1IJ03 | {92F75460-9B0A-4095-B0CF-8F34EE88211C}
9 | wMAIN-26 | IJ | 2007 SOUTH PERCH LAKE IMPROVEMENTS | 2008 | Highland Scenic Rd | Isle Dr | Knollwood Dr | 598.4019 | PVC | 10 |  | 75 | 180 | 107712.3432 | 10771.2343 | 17772.5366 | 136256.1141 | 59 |  | Potable | 1 | 1 | 1 | 1 | 2011-11-08 15:14 | BAXTER\todd.deboer | 488 | FIT-8 | FIT-7 | 1IK01-1IJ01 | {31639AF9-043A-4E00-9EA5-E469555F0FE7}
10 | wMAIN-27 | IK | 2007 SOUTH PERCH LAKE IMPROVEMENTS | 2008 | Highland Scenic Rd | Isle Dr | Knollwood Dr | 524.0587 | PVC | 10 |  | 75 | 180 | 94330.5706 | 9433.0571 | 15564.5441 | 119328.1718 | 59 |  | Potable | 1 | 1 | 1 | 1 | 2011-11-08 15:14 | BAXTER\todd.deboer | 488 | V-7 | FIT-8 | 1JK14-1IK01 | {46DA9D5B-F583-445F-8395-F8003B67D3FC}
11 | wMAIN-28 | JK | 2007 SOUTH PERCH LAKE IMPROVEMENTS | 2008 | Highland Scenic Rd | Isle Dr | Knollwood Dr | 3.7026 | PVC | 10 |  | 75 | 180 | 666.4755 | 66.6476 | 109.9685 | 843.0916 | 59 |  | Potable | 1 | 1 | 1 | 1 | 2011-11-08 15:14 | BAXTER\todd.deboer | 488 | FIT-5 | V-7 | 1JK13-1JK14 | {C5CB66B3-963F-438D-BBAB-B48C0DD78258}
12 | wMAIN-29 | JK | 2007 SOUTH PERCH LAKE IMPROVEMENTS | 2008 | Highland Scenic Rd | Isle Dr | Knollwood Dr | 3.9472 | PVC | 10 |  | 75 | 180 | 710.4905 | 71.0491 | 117.2309 | 898.7705 | 59 |  | Potable | 1 | 1 | 1 | 1 | 2011-11-08 15:14 | BAXTER\todd.deboer | 488 | V-9 | FIT-5 | 1JK13-1JK15 | {2EE97418-5E84-4ABB-95EA-5FFA29AB5466}
13 | wMAIN-30 | JK | 2007 SOUTH PERCH LAKE IMPROVEMENTS | 2008 | Highland Scenic Rd | Isle Dr | Knollwood Dr | 467.9143 | PVC | 10 |  | 75 | 180 | 84224.5701 | 8422.457 | 13897.0541 | 106544.0811 | 59 |  | Potable | 1 | 1 | 1 | 1 | 2011-11-08 15:14 | BAXTER\todd.deboer | 488 | FIT-9 | FIT-10 | 1JK16-1JK19 | {26C1A4AA-1624-45C0-95E9-6A42F2512671}
14 | wMAIN-31 | JK | 2007 SOUTH PERCH LAKE IMPROVEMENTS | 2008 | Highland Scenic Rd | Isle Dr | Knollwood Dr | 657.6897 | PVC | 10 |  | 75 | 180 | 118384.1524 | 11838.4152 | 19533.3851 | 149755.9528 | 59 |  | Potable | 1 | 1 | 1 | 1 | 2011-11-08 15:14 | BAXTER\todd.deboer | 488 | FIT-10 | FIT-11 | 1JK19-1KK51 | {A3575A23-1B6A-49A6-B468-7A4FCC45757B}
15 | wMAIN-32 | KK | 2007 SOUTH PERCH LAKE IMPROVEMENTS | 2008 | Highland Scenic Rd | Isle Dr | Knollwood Dr | 415.8884 | PVC | 10 |  | 75 | 180 | 74859.9156 | 7485.9916 | 12351.8861 | 94697.7933 | 59 |  | Potable | 1 | 1 | 1 | 1 | 2011-11-08 15:14 | BAXTER\todd.deboer | 488 | FIT-12 | FIT-11 | 1KK48-1KK51 | {09B27651-121C-4681-91C2-07A046AAE58C}
16 | wMAIN-33 | KK | 2007 SOUTH PERCH LAKE IMPROVEMENTS | 2008 | Highland Scenic Rd | Isle Dr | Knollwood Dr | 183.3352 | PVC | 10 |  | 75 | 180 | 33000.3349 | 3300.0335 | 5445.0553 | 41745.4237 | 59 |  | Potable | 1 | 1 | 1 | 1 | 2011-11-08 15:14 | BAXTER\todd.deboer | 488 | FIT-13 | FIT-12 | 1KK03-1KK48 | {8D06053E-80B0-434F-81B4-FC9E3A1D4AC1}
17 | wMAIN-34 | JK | 2007 SOUTH PERCH LAKE IMPROVEMENTS | 2008 | South Perch Lake Houses | None | None | 6.9998 | PVC | 8 |  | 75 | 160 | 1119.9689 | 111.9969 | 184.7949 | 1416.7606 | 59 |  | Potable | 1 | 1 | 1 | 1 | 2011-11-08 15:14 | BAXTER\todd.deboer | 488 | FIT-14 | FIT-3 | 1JK09-1JK10 | {36D018BC-A4CE-4FA6-A4A8-A0EC1A80F0A0}
18 | wMAIN-40 | JK | 2007 SOUTH PERCH LAKE IMPROVEMENTS | 2008 | South Perch Lake Houses | None | None | 189.9437 | PVC | 8 |  | 75 | 160 | 30390.9969 | 3039.0997 | 5014.5145 | 38444.6111 | 59 |  | Potable | 1 | 1 | 1 | 1 | 2011-11-08 15:14 | BAXTER\todd.deboer | 488 | FIT-15 | V-14 | 1JK05-1JK08 | {DE9AACB7-A67B-4581-95E7-7770302720AC}
19 | wMAIN-41 | JK | 2007 SOUTH PERCH LAKE IMPROVEMENTS | 2008 | South Perch Lake Houses | None | None | 564.2747 | PVC | 8 |  | 75 | 160 | 90283.9566 | 9028.3957 | 14896.8528 | 114209.205 | 59 |  | Potable | 1 | 1 | 1 | 1 | 2011-11-08 15:14 | BAXTER\todd.deboer | 488 | FIT-4 | FIT-15 | 1JK02-1JK05 | {A5AA1EDB-FE5D-4378-AB01-A51B08EF9CB6}
20 | wMAIN-42 | JK | 2007 SOUTH PERCH LAKE IMPROVEMENTS | 2008 | South Perch Lake Houses | None | None | 646.7393 | PVC | 8 |  | 75 | 160 | 103478.286 | 10347.8286 | 17073.9172 | 130900.0318 | 59 |  | Potable | 1 | 1 | 1 | 1 | 2011-11-08 15:14 | BAXTER\todd.deboer | 488 | FIT-16 | FIT-4 | 1KK36-1JK02 | {787D5AA6-15B2-49A6-826F-4A62CF4C3CD5}
21 | wMAIN-45 | CH | LINDAR CORPORATION SITE IMPROVEMENTS | 2001 | Lindar Corporation | None | None | 243.2793 | PVC | 8 |  | 75 | 160 | 38924.6827 | 3892.4683 | 6422.5726 | 49239.7236 | 52 | PLUG REMOVED | Potable | 1 | 1 | 1 | 1 | 2011-11-08 15:14 | BAXTER\todd.deboer |  |  | FIT-17 | 1CH68-1CH58 | {42D8E35B-4BD3-4496-B209-2AF3825B59FA}
22 | wMAIN-48 | CH | LINDAR CORPORATION SITE IMPROVEMENTS | 2001 | Lindar Corporation | None | None | 245.3402 | PVC | 8 |  | 75 | 160 | 39254.4307 | 3925.4431 | 6476.9811 | 49656.8549 | 52 |  | Potable | 1 | 1 | 1 | 1 | 2011-11-08 15:14 | BAXTER\todd.deboer |  | FIT-18 | FIT-17 | 1CH65-1CH68 | {9280E37B-2B53-4157-9DA7-36D9F71AA9B1}
23 | wMAIN-50 | CH | LINDAR CORPORATION SITE IMPROVEMENTS | 2001 | Lindar Corporation | None | None | 71.6264 | PVC | 8 |  | 75 | 160 | 11460.2314 | 1146.0231 | 1890.9382 | 14497.1927 | 52 |  | Potable | 1 | 1 | 1 | 1 | 2011-11-08 15:14 | BAXTER\todd.deboer |  | V-22 | FIT-18 | 1CH64-1CH65 | {6D2F4718-24B7-4A4D-9FAB-3E28C84B4571}
24 | wMAIN-52 | CH | INDUSTRIAL PARK IMPROVEMENTS PHASE 3 | 2001 | Lindar Corporation | Hastings Rd | None | 55.7941 | PVC | 8 |  | 75 | 160 | 8927.0493 | 892.7049 | 1472.9631 | 11292.7174 | 52 |  | Potable | 1 | 1 | 1 | 1 | 2011-11-08 15:14 | BAXTER\todd.deboer |  | FIT-19 | V-22 | 1CH63-1CH64 | {055D30AB-1CD2-4BCB-BB98-207764AA174F}
25 | wMAIN-53 | CH | INDUSTRIAL PARK IMPROVEMENTS PHASE 3 | 2001 | Hastings Rd | Dogwood Dr | Douglas Fir Dr | 27.62 | PVC | 12 |  | 75 | 200 | 5524.0069 | 552.4007 | 911.4611 | 6987.8687 | 52 |  | Potable | 1 | 1 | 1 | 1 | 2011-11-08 15:14 | BAXTER\todd.deboer |  | FIT-19 | FIT-1432 | 1CH63-1CH07 | {98A87D21-9E5E-4F30-B292-31C7EE3B3566}
26 | wMAIN-55 | BI | 2001 SOUTH INTERCEPTOR ROAD IMPROVEMENTS | 2003 | Berrywood Dr | Highland Senic Rd | Hinckley Ct | 292.6711 | PVC | 10 |  | 75 | 180 | 52680.7944 | 5268.0794 | 8692.3311 | 66641.2049 | 54 |  | Potable | 1 | 1 | 1 | 1 | 2011-11-08 15:14 | BAXTER\todd.deboer |  | FIT-28 | FIT-1404 | 1BI09-1BI01 | {6384B65B-A558-4651-8D66-0015C78BA32C}
27 | wMAIN-57 | BI | 2001 SOUTH INTERCEPTOR ROAD IMPROVEMENS | 2003 | Berrywood Dr | Highland Senic Rd | Hinckley Ct | 3.6952 | PVC | 8 |  | 75 | 160 | 591.228 | 59.1228 | 97.5526 | 747.9034 | 54 |  | Potable | 1 | 1 | 1 | 1 | 2011-11-08 15:14 | BAXTER\todd.deboer |  | FIT-27 | FIT-26 | 1BI10-1BI13 | {58BB4992-7D4E-48B8-A629-132CE95A6E65}
28 | wMAIN-58 | BI | 2001 SOUTH INTERCEPTOR ROAD IMPROVEMENTS | 2003 | Berrywood Dr | Highland Senic Rd | Hinckley Ct | 6.6013 | PVC | 8 |  | 75 | 160 | 1056.2088 | 105.6209 | 174.2745 | 1336.1042 | 54 |  | Potable | 1 | 1 | 1 | 1 | 2011-11-08 15:14 | BAXTER\todd.deboer |  | FIT-28 | FIT-27 | 1BI09-1BI10 | {FCCCB091-72EE-474A-9B43-E5A005C9636C}
29 | wMAIN-59 | GW | DENNY HECKER TOYOTA | 2007 | Lake County Toyota | None | None | 3.8183 | PVC | 4 |  | 75 | 100 | 381.8287 | 38.1829 | 63.0017 | 483.0133 | 58 | 4" DOMESTIC WATER SERVICE | Potable | 1 | 1 | 1 | 1 | 2011-11-08 15:14 | BAXTER\todd.deboer |  | V-27 |  | 1GW34-BLDG | {3EBC6C9C-6CC4-46C2-8B45-FD56B065ACB5}
30 | wMAIN-60 | GW | DENNY HECKER TOYOTA | 2007 | Lake County Toyota | None | None | 3.4415 | PVC | 4 |  | 75 | 100 | 344.1494 | 34.4149 | 56.7846 | 435.349 | 58 | 4" DOMESTIC WATER SERVICE | Potable | 1 | 1 | 1 | 1 | 2011-11-08 15:14 | BAXTER\todd.deboer |  |  | V-27 | CORP-1GW34 | {2A022438-6FD6-4BE6-A050-13E29FDF0FFD}
31 | wMAIN-61 | GW | DENNY HECKER TOYOTA | 2007 | Lake County Toyota | None | None | 3.7835 | PVC | 6 |  | 75 | 140 | 529.6849 | 52.9685 | 87.398 | 670.0514 | 58 |  | Potable | 1 | 1 | 1 | 1 | 2011-11-08 15:14 | BAXTER\todd.deboer |  | V-26 |  | 1GW33-BLDG | {F327F04E-3FCC-48B4-9963-6A197265FCD2}
32 | wMAIN-62 | GW | DENNY HECKER TOYOTA | 2007 | Lake County Toyota | None | None | 3.9682 | PVC | 6 |  | 75 | 140 | 555.5518 | 55.5552 | 91.666 | 702.773 | 58 |  | Potable | 1 | 1 | 1 | 1 | 2011-11-08 15:14 | BAXTER\todd.deboer |  | FIT-32 | V-26 | 1GW32-1GW33 | {A8A283DD-2F25-4E0B-ADC0-19246445F368}
33 | wMAIN-63 | GW | DENNY HECKER TOYOTA | 2007 | Lake County Toyota | None | None | 113.4466 | PVC | 8 |  | 75 | 160 | 18151.4537 | 1815.1454 | 2994.9899 | 22961.5889 | 58 |  | Potable | 1 | 1 | 1 | 1 | 2011-11-08 15:14 | BAXTER\todd.deboer |  | V-28 | FIT-32 | 1GW31-1GW32 | {8D82478F-ABDD-4795-90BC-62CC4CE20069}
34 | wMAIN-66 | EG | CENTRAL LAKES CROSSING - JCPENNEY | 2007 | Central Lakes Crossing | Garrison Rd | None | 48.9877 | PVC | 8 |  | 75 | 160 | 7838.032 | 783.8032 | 1293.2753 | 9915.1104 | 58 | TEE ADDED TO EX. 8" WM | Potable | 1 | 1 | 1 | 1 | 2018-01-29 14:36 | BAXTER\Todd.DeBoer |  | wVLV-1911 | wVLV-2060 | 1EG74-1EG75 | {32F2EFDA-3B5F-4E43-9C09-F1B901DE6177}
35 | wMAIN-67 | EG | CENTRAL LAKES CROSSING - JCPENNEY | 2007 | Central Lakes Crossing | None | None | 15.3815 | PVC | 4 |  | 75 | 100 | 1538.15 | 153.815 | 253.7947 | 1945.7597 | 58 | 4" DOMESTIC WATER SERVICE | Potable | 1 | 1 | 1 | 1 | 2011-11-08 15:14 | BAXTER\todd.deboer |  | V-30 |  | 1EG73-BLDG | {9A6957A2-3F46-411E-81ED-61CB852547AD}
36 | wMAIN-68 | EG | CENTRAL LAKES CROSSING - JCPENNEY | 2007 | Central Lakes Crossing | None | None | 16.3196 | PVC | 8 |  | 75 | 160 | 2611.136 | 261.1136 | 430.8374 | 3303.087 | 58 | 8" FIRE LINE | Potable | 1 | 1 | 1 | 1 | 2011-11-08 15:14 | BAXTER\todd.deboer |  | V-29 |  | 1EG72-BLDG | {89DD05F2-01A4-4CE6-9EDC-C44F6B7313D1}
37 | wMAIN-69 | EG | CENTRAL LAKES CROSSING - JCPENNEY | 2007 | Elmwood Dr | Forthun Rd | Garrison Rd | 31.9867 | PVC | 8 |  | 75 | 160 | 5117.8738 | 511.7874 | 844.4492 | 6474.1104 | 58 | ADDED GV AND NEW PIPE | Potable | 1 | 1 | 1 | 1 | 2011-11-08 15:14 | BAXTER\todd.deboer |  | FIT-37 | V-31 | 1EG68-1EG69 | {B5D8D329-6EE6-48ED-A6A9-1E565B306CCB}
38 | wMAIN-70 | EG | CENTRAL LAKES CROSSING - JCPENNEY | 2007 | Central Lakes Crossing | Garrison Rd | None | 43.7147 | PVC | 8 |  | 75 | 160 | 6994.3446 | 699.4345 | 1154.0669 | 8847.846 | 58 |  | Potable | 1 | 1 | 1 | 1 | 2018-01-30 09:21 | BAXTER\Todd.DeBoer |  | wVLV-32 | wVLV-2089 | 1EG68-1EG70 | {9CCEDE0C-31E0-4EE6-9773-4E0A723A9A2D}
39 | wMAIN-71 | EG | CENTRAL LAKES CROSSING - JCPENNEY | 2007 | Central Lakes Crossing | Garrison Rd | None | 3.2651 | PVC | 8 |  | 75 | 160 | 522.4087 | 52.2409 | 86.1974 | 660.847 | 58 |  | Potable | 1 | 1 | 1 | 1 | 2011-11-08 15:14 | BAXTER\todd.deboer |  | FIT-37 | V-32 | 1EG67-1EG68 | {C2D1E7D0-FA43-4EA6-B684-386451BC124E}
40 | wMAIN-72 | EG | CENTRAL LAKES CROSSING - JCPENNEY | 2007 | Central Lakes Crossing | Garrison Rd | None | 3.2601 | PVC | 8 |  | 75 | 160 | 521.6233 | 52.1623 | 86.0678 | 659.8534 | 58 |  | Potable | 1 | 1 | 1 | 1 | 2011-11-08 15:14 | BAXTER\todd.deboer |  | V-33 | FIT-37 | 1EG66-1EG67 | {AD79B891-EA8A-479D-AF65-35FC15709901}
41 | wMAIN-73 | EG | CENTRAL LAKES CROSSING - JCPENNEY | 2007 | Central Lakes Crossing | Garrison Rd | None | 72.2343 | PVC | 8 |  | 75 | 160 | 11557.4902 | 1155.749 | 1906.9859 | 14620.2251 | 58 |  | Potable | 1 | 1 | 1 | 1 | 2011-11-08 15:14 | BAXTER\todd.deboer |  | FIT-39 | V-33 | 1EG64-1EG66 | {97B1D4DD-D2A4-4157-B8BA-E66D78703CE6}
42 | wMAIN-74 | EG | CENTRAL LAKES CROSSING - JCPENNEY | 2007 | Central Lakes Crossing | None | None | 26.6116 | PVC | 8 |  | 75 | 160 | 4257.8512 | 425.7851 | 702.5454 | 5386.1817 | 58 |  | Potable | 1 | 1 | 1 | 1 | 2011-11-08 15:14 | BAXTER\todd.deboer |  | FIT-39 | FIT-38 | 1EG64-1EG65 | {A25B9BE1-B845-4AB0-9CDB-E2FF1DA5606A}
43 | wMAIN-75 | EG | CENTRAL LAKES CROSSING - JCPENNEY | 2007 | Central Lakes Crossing | None | None | 71.4787 | PVC | 8 |  | 75 | 160 | 11436.5989 | 1143.6599 | 1887.0388 | 14467.2976 | 58 |  | Potable | 1 | 1 | 1 | 1 | 2011-11-08 15:14 | BAXTER\todd.deboer |  | FIT-40 | FIT-39 | 1EG59-1EG64 | {A8624256-18CF-4817-9E8C-4E042B6C6091}
44 | wMAIN-80 | EG | CENTRAL LAKES CROSSING - JCPENNEY | 2007 | Central Lakes Crossing | None | None | 102.1349 | PVC | 8 |  | 75 | 160 | 16341.5796 | 1634.158 | 2696.3606 | 20672.0982 | 58 |  | Potable | 1 | 1 | 1 | 1 | 2011-11-08 15:14 | BAXTER\todd.deboer |  | FIT-42 | FIT-40 | 1EG57-1EG59 | {C9A7958F-392F-4DA4-999D-44E18E959705}
45 | wMAIN-81 | EG | CENTRAL LAKES CROSSING - JCPENNEY | 2007 | Central Lakes Crossing | None | None | 14.5902 | PVC | 8 |  | 75 | 160 | 2334.4388 | 233.4439 | 385.1824 | 2953.0651 | 58 |  | Potable | 1 | 1 | 1 | 1 | 2011-11-08 15:14 | BAXTER\todd.deboer |  | FIT-42 | FIT-41 | 1EG57-1EG58 | {E01A3251-F95A-4352-BEDF-5C49A997C530}
46 | wMAIN-82 | EG | CENTRAL LAKES CROSSING - JCPENNEY | 2007 | Central Lakes Crossing | None | None | 100.9899 | PVC | 8 |  | 75 | 160 | 16158.3796 | 1615.838 | 2666.1326 | 20440.3502 | 58 |  | Potable | 1 | 1 | 1 | 1 | 2013-03-26 08:42 | BAXTER\todd.deboer |  | wFIT-43 | wFIT-42 | 1EG54-1EG57 | {E83003F2-B20C-47F6-B195-4491D0DAD6E3}
47 | wMAIN-85 | EG | CENTRAL LAKES CROSSING - JCPENNEY | 2007 | Central Lakes Crossing | None | None | 100.5765 | PVC | 8 |  | 75 | 160 | 16092.2424 | 1609.2242 | 2655.22 | 20356.6866 | 58 |  | Potable | 1 | 1 | 1 | 1 | 2013-03-26 08:42 | BAXTER\todd.deboer |  | wFIT-45 | wFIT-43 | 1EG52-1EG54 | {665FED10-5128-45FB-8DE2-7B6A965C826A}
48 | wMAIN-86 | EG | CENTRAL LAKES CROSSING - JCPENNEY | 2007 | Central Lakes Crossing | None | None | 126.5583 | PVC | 8 |  | 75 | 160 | 20249.3354 | 2024.9335 | 3341.1403 | 25615.4093 | 58 |  | Potable | 1 | 1 | 1 | 1 | 2011-11-08 15:14 | BAXTER\todd.deboer |  | FIT-46 | FIT-45 | 1EG51-1EG52 | {00AA03D9-1751-4B77-9001-A3918EF47527}
49 | wMAIN-87 | EG | CENTRAL LAKES CROSSING - JCPENNEY | 2007 | Central Lakes Crossing | None | None | 2.1375 | PVC | 6 |  | 75 | 140 | 299.2466 | 29.9247 | 49.3757 | 378.547 | 58 |  | Potable | 1 | 1 | 1 | 1 | 2011-11-08 15:14 | BAXTER\todd.deboer |  | FIT-47 | FIT-46 | 1EG48-1EG51 | {EF76F66A-FB47-4500-9DB1-9501AD26F642}
50 | wMAIN-88 | EG | CENTRAL LAKES CROSSING - JCPENNEY | 2007 | Central Lakes Crossing | None | None | 17.6831 | PVC | 8 |  | 75 | 160 | 2829.2964 | 282.9296 | 466.8339 | 3579.0599 | 58 |  | Potable | 1 | 1 | 1 | 1 | 2013-03-26 08:45 | BAXTER\todd.deboer |  | wFIT-45 | wFIT-44 | 1EG52-1EG53 | {60C93A68-5DC7-493A-86CC-69685852802C}
51 | wMAIN-90 | EG | CENTRAL LAKES CROSSING - JCPENNEY | 2007 | Central Lakes Crossing | None | None | 45.0025 | PVC | 6 |  | 75 | 140 | 6300.3564 | 630.0356 | 1039.5588 | 7969.9509 | 58 |  | Potable | 1 | 1 | 1 | 1 | 2011-11-08 15:14 | BAXTER\todd.deboer |  | V-38 | FIT-47 | 1EG47-1EG48 | {D9FD6B0F-5343-4EE5-8130-375C1CEBC0C3}
52 | wMAIN-92 | EZ | SLUMBERLAND FURNITURE ADDITION | 2007 | Slumberland Furniture | None | None | 314.0787 | PVC | 8 |  | 75 | 160 | 50252.5896 | 5025.259 | 8291.6773 | 63569.5258 | 58 |  | Potable | 1 | 1 | 1 | 1 | 2011-11-08 15:14 | BAXTER\todd.deboer |  | FIT-965 | V-39 | 1EZ24-1EZ58 | {54DE011F-9CE3-48DF-8824-D544C242E053}
53 | wMAIN-103 | RB | 2007 CEDAR SCENIC AREA IMPROVEMENTS | 2007 | Red Sequoia Dr | Crystal Rd N | None | 1.5348 | PVC | 8 |  | 75 | 160 | 245.5756 | 24.5576 | 40.52 | 310.6532 | 58 |  | Potable | 1 | 1 | 1 | 1 | 2011-11-08 15:14 | BAXTER\todd.deboer |  | FIT-75 | FIT-53 | 1RB14-1RB15 | {AD905EEA-05F1-4AAB-8EC0-06C9BBAC2CAE}
54 | wMAIN-105 | RB | 2007 CEDAR SCENIC AREA IMPROVEMENTS | 2007 | Red Sequoia Dr | Crystal Rd N | None | 488.8177 | PVC | 8 |  | 75 | 160 | 78210.8295 | 7821.083 | 12904.7869 | 98936.6993 | 58 |  | Potable | 1 | 1 | 1 | 1 | 2011-11-08 15:14 | BAXTER\todd.deboer |  | FIT-74 | FIT-75 | 1RB11-1RB14 | {B951DA77-8345-4FDB-A060-8C0A4DCD506E}
55 | wMAIN-107 | RB | 2007 CEDAR SCENIC AREA IMPROVEMENTS | 2007 | Red Sequoia Dr | Crystal Rd N | None | 45.8267 | PVC | 8 |  | 75 | 160 | 7332.2722 | 733.2272 | 1209.8249 | 9275.3243 | 58 |  | Potable | 1 | 1 | 1 | 1 | 2011-11-08 15:14 | BAXTER\todd.deboer |  | V-40 | FIT-74 | 1RB10-1RB11 | {848167D6-E40E-40C2-A61A-650571730413}
56 | wMAIN-108 | RB | 2007 CEDAR SCENIC AREA IMPROVEMENTS | 2007 | Red Sequoia Dr | Crystal Rd N | None | 386.4353 | PVC | 8 |  | 75 | 160 | 61829.6516 | 6182.9652 | 10201.8925 | 78214.5093 | 58 |  | Potable | 1 | 1 | 1 | 1 | 2011-11-08 15:14 | BAXTER\todd.deboer |  | FIT-73 | V-40 | 1RB07-1RB10 | {BA11CBD1-BD08-40B1-9801-4CBCAC2F9830}
57 | wMAIN-111 | RB | 2007 CEDAR SCENIC AREA IMPROVEMENTS | 2007 | Red Sequoia Dr | Crystal Rd N | None | 138.0775 | PVC | 8 |  | 75 | 160 | 22092.4001 | 2209.24 | 3645.246 | 27946.8861 | 58 |  | Potable | 1 | 1 | 1 | 1 | 2011-11-08 15:14 | BAXTER\todd.deboer |  | V-45 | FIT-73 | 1RB06-1RB07 | {F03BD348-4A4D-4A42-92CE-34C2E2491E34}
58 | wMAIN-112 | RB | 2007 CEDAR SCENIC AREA IMPROVEMENTS | 2007 | Red Sequoia Dr | Red Sequoia Dr | None | 3.9721 | PVC | 8 |  | 75 | 160 | 635.5378 | 63.5538 | 104.8637 | 803.9553 | 58 |  | Potable | 1 | 1 | 1 | 1 | 2011-11-08 15:14 | BAXTER\todd.deboer |  | FIT-72 | V-45 | 1RB04-1RB06 | {8D0806E2-C34D-4637-AC12-9624E2DF765F}
59 | wMAIN-113 | RB | 2007 CEDAR SCENIC AREA IMPROVEMENTS | 2007 | Cedar Scenic Rd | Red Sequoia Dr | None | 1.4997 | PVC | 12 |  | 75 | 200 | 299.9474 | 29.9947 | 49.4913 | 379.4334 | 58 |  | Potable | 1 | 1 | 1 | 1 | 2011-11-08 15:14 | BAXTER\todd.deboer |  | FIT-71 | FIT-54 | 1RB18-1RB19 | {38B5ED31-C106-44A0-93C8-7F8A47358F81}
60 | wMAIN-116 | RB | 2007 CEDAR SCENIC AREA IMPROVEMENTS | 2007 | Red Sequoia Dr | Cedar Senic Rd | Red Sequoia Dr | 192.6598 | PVC | 12 |  | 75 | 200 | 38531.9633 | 3853.1963 | 6357.7739 | 48742.9335 | 58 |  | Potable | 1 | 1 | 1 | 1 | 2011-11-08 15:14 | BAXTER\todd.deboer |  | V-46 | FIT-71 | 1RB05-1RB18 | {B0663B3C-E1E4-4FFA-AE9D-23A2800F59B0}
61 | wMAIN-117 | RB | 2007 CEDAR SCENIC AREA IMPROVEMENTS | 2007 | Red Sequoia Dr | Red Sequoia Dr | Cedar Senic Rd | 4.3905 | PVC | 12 |  | 75 | 200 | 878.0976 | 87.8098 | 144.8861 | 1110.7935 | 58 |  | Potable | 1 | 1 | 1 | 1 | 2011-11-08 15:14 | BAXTER\todd.deboer |  | FIT-72 | V-46 | 1RB04-1RB05 | {3D5F64A9-1443-4F8E-B225-2B36331A0636}
62 | wMAIN-118 | RB | 2007 CEDAR SCENIC AREA IMPROVEMENTS | 2007 | Cedar Scenic Rd | Cedar Senic Rd | Red Sequoia Dr | 206.8035 | PVC | 12 |  | 75 | 200 | 41360.7048 | 4136.0705 | 6824.5163 | 52321.2916 | 58 |  | Potable | 1 | 1 | 1 | 1 | 2011-11-08 15:14 | BAXTER\todd.deboer |  | FIT-70 | FIT-72 | 1RB01-1RB04 | {92B3968A-CE86-4972-AB26-AA0CD422E703}
63 | wMAIN-120 | RB | 2007 CEDAR SCENIC AREA IMPROVEMENTS | 2007 | Cedar Scenic Rd | Crystal Rd N | Shoreview Rd | 568.9421 | PVC | 12 |  | 75 | 200 | 113788.4158 | 11378.8416 | 18775.0886 | 143942.346 | 58 |  | Potable | 1 | 1 | 1 | 1 | 2011-11-08 15:14 | BAXTER\todd.deboer |  | FIT-69 | FIT-70 | 1RC08-1RB01 | {7CB3D0AC-0B61-47D6-8E0F-CDDF77DF51EC}
64 | wMAIN-121 | QC | 2007 CEDAR SCENIC AREA IMPROVEMENTS | 2007 | Shoreview Dr | Cedar Senic Rd | None | 1.5 | PVC | 8 |  | 75 | 160 | 240.0015 | 24.0002 | 39.6003 | 303.602 | 58 |  | Potable | 1 | 1 | 1 | 1 | 2011-11-08 15:14 | BAXTER\todd.deboer |  | FIT-65 | FIT-52 | 1QC07-1QC08 | {475BBA50-12B5-4129-A01C-507471E7248D}
65 | wMAIN-123 | QC | 2007 CEDAR SCENIC AREA IMPROVEMENTS | 2007 | Shoreview Dr | Cedar Senic Rd | None | 427.7366 | PVC | 8 |  | 75 | 160 | 68437.8635 | 6843.7863 | 11292.2475 | 86573.8973 | 58 |  | Potable | 1 | 1 | 1 | 1 | 2011-11-08 15:14 | BAXTER\todd.deboer |  | FIT-66 | FIT-65 | 1QC04-1QC07 | {51C4E089-5B6B-4679-A94B-177B4139E9E0}
66 | wMAIN-126 | QC | 2007 CEDAR SCENIC AREA IMPROVEMENTS | 2007 | Shoreview Dr | Cedar Senic Rd | None | 472.4861 | PVC | 8 |  | 75 | 160 | 75597.7713 | 7559.7771 | 12473.6323 | 95631.1806 | 58 |  | Potable | 1 | 1 | 1 | 1 | 2011-11-08 15:14 | BAXTER\todd.deboer |  | FIT-49 | FIT-66 | 1QC01-1QC04 | {07D464E7-62B4-47B6-BECD-4BF3D2BCE304}
67 | wMAIN-129 | RC | 2007 CEDAR SCENIC AREA IMPROVEMENTS | 2007 | Shoreview Dr | Cedar Senic Rd | None | 616.9214 | PVC | 8 |  | 75 | 160 | 98707.4182 | 9870.7418 | 16286.724 | 124864.8841 | 58 |  | Potable | 1 | 1 | 1 | 1 | 2011-11-08 15:14 | BAXTER\todd.deboer |  | FIT-67 | FIT-49 | 1RC10-1QC01 | {98835E2A-01E1-43F0-A7A2-B7E5F84BA784}
68 | wMAIN-132 | RC | 2007 CEDAR SCENIC AREA IMPROVEMENTS | 2007 | Cedar Scenic Rd | Cedar Senic Rd | None | 256.4303 | PVC | 8 |  | 75 | 160 | 41028.8519 | 4102.8852 | 6769.7606 | 51901.4976 | 58 |  | Potable | 1 | 1 | 1 | 1 | 2011-11-08 15:14 | BAXTER\todd.deboer |  | V-52 | FIT-67 | 1RC09-1RC10 | {00E8C627-B66C-4901-8E78-F6D661B1190D}
69 | wMAIN-133 | RC | 2007 CEDAR SCENIC AREA IMPROVEMENTS | 2007 | Cedar Scenic Rd | Shoreview Dr | Brownsville Cir | 3.9098 | PVC | 8 |  | 75 | 160 | 625.5674 | 62.5567 | 103.2186 | 791.3427 | 58 |  | Potable | 1 | 1 | 1 | 1 | 2011-11-08 15:14 | BAXTER\todd.deboer |  | FIT-69 | V-52 | 1RC08-1RC09 | {6CB16330-4D44-4349-A721-726991C81C6D}
70 | wMAIN-134 | RC | 2007 CEDAR SCENIC AREA IMPROVEMENTS | 2007 | Cedar Scenic Rd | Shoreview Dr | Brownsville Cir | 8.9302 | PVC | 12 |  | 75 | 200 | 1786.0483 | 178.6048 | 294.698 | 2259.351 | 58 |  | Potable | 1 | 1 | 1 | 1 | 2011-11-08 15:14 | BAXTER\todd.deboer |  | V-53 | FIT-69 | 1RC07-1RC08 | {508278E4-D29A-4E38-A4BF-5343CE033B46}
71 | wMAIN-135 | RC | 2007 CEDAR SCENIC AREA IMPROVEMENTS | 2007 | Cedar Scenic Rd | Shoreview Rd | Brownsville Cir | 20.2038 | PVC | 12 |  | 75 | 200 | 4040.7619 | 404.0762 | 666.7257 | 5111.5638 | 58 |  | Potable | 1 | 1 | 1 | 1 | 2011-11-08 15:14 | BAXTER\todd.deboer |  | FIT-68 | V-53 | 1RC04-1RC07 | {65CE6F2F-9D30-4E05-A5C8-BE7F0EFDB04A}
72 | wMAIN-137 | RC | 2007 CEDAR SCENIC AREA IMPROVEMENTS | 2007 | Cedar Scenic Rd | Shoreview Dr | Brownsville Cir | 512.3092 | PVC | 12 |  | 75 | 200 | 102461.8427 | 10246.1843 | 16906.204 | 129614.231 | 58 |  | Potable | 1 | 1 | 1 | 1 | 2011-11-08 15:14 | BAXTER\todd.deboer |  | FIT-64 | FIT-68 | 1RC01-1RC04 | {B417243F-DEF6-4F0C-B4DB-976E708B2C0D}
73 | wMAIN-139 | RC | 2007 CEDAR SCENIC AREA IMPROVEMENTS | 2007 | Cedar Scenic Rd | Shoreview Dr | Brownsville Cir | 461.763 | PVC | 12 |  | 75 | 200 | 92352.5977 | 9235.2598 | 15238.1786 | 116826.036 | 58 |  | Potable | 1 | 1 | 1 | 1 | 2011-11-08 15:14 | BAXTER\todd.deboer |  | FIT-63 | FIT-64 | 1RD05-1RC01 | {93E24B98-825D-4B0A-ABD3-6DF08E0750C9}
74 | wMAIN-140 | KK | 2003 KNOLLWOOD DRIVE EXTENSION, BRONSON ROAD/MICHELLE CIRCLE AREA AND EXCELSIOR ROAD IMPROVEMENTS | 2004 | Forestview Middle School | None | None | 316.5503 | PVC | 12 |  | 75 |  | 0 | 0 | 0 | 0 | 55 |  | Potable | 1 | 1 | 1 | 1 | 2011-11-08 15:14 | BAXTER\todd.deboer |  | FIT-1073 | FIT-1074 |  | {B4008612-6698-4846-BD3E-AA558633F9E4}
75 | wMAIN-141 | KK | 2003 KNOLLWOOD DRIVE EXTENSION, BRONSON ROAD/MICHELLE CIRCLE AREA AND EXCELSIOR ROAD IMPROVEMENTS | 2004 | Forestview Middle School | None | None | 2.8299 | DIP | 10 |  | 75 |  | 0 | 0 | 0 | 0 | 55 |  | Potable | 1 | 1 | 1 | 1 | 2011-11-08 15:14 | BAXTER\todd.deboer |  | V-25 | FIT-29 |  | {99D21814-64E9-48FF-93BC-DDC263B44FC4}
76 | wMAIN-142 | KK | 2003 KNOLLWOOD DRIVE EXTENSION, BRONSON ROAD/MICHELLE CIRCLE AREA AND EXCELSIOR ROAD IMPROVEMENTS | 2004 | Forestview Middle School | None | None | 36.17 | DIP | 10 |  | 75 |  | 0 | 0 | 0 | 0 | 55 |  | Potable | 1 | 1 | 1 | 1 | 2011-11-08 15:14 | BAXTER\todd.deboer |  |  | V-25 |  | {343FE6AD-8E7E-461B-A502-0E814816C11C}
77 | wMAIN-143 | KK | 2003 KNOLLWOOD DRIVE EXTENSION, BRONSON ROAD/MICHELLE CIRCLE AREA AND EXCELSIOR ROAD IMPROVEMENTS | 2004 | Forestview Middle School | None | None | 3 | PVC | 12 |  | 75 |  | 0 | 0 | 0 | 0 | 55 |  | Potable | 1 | 1 | 1 | 1 | 2011-11-08 15:14 | BAXTER\todd.deboer |  | FIT-29 | FIT-1074 |  | {6D5EE9D0-A526-45F1-AE92-E358759550E2}
78 | wMAIN-145 | KK | 2003 KNOLLWOOD DRIVE EXTENSION, BRONSON ROAD/MICHELLE CIRCLE AREA AND EXCELSIOR ROAD IMPROVEMENTS | 2004 | Forestview Middle School | None | None | 3 | PVC | 6 |  | 75 |  | 0 | 0 | 0 | 0 | 55 |  | Potable | 1 | 1 | 1 | 1 | 2011-11-08 15:14 | BAXTER\todd.deboer |  | FIT-1074 | FIT-30 |  | {6ED9BCCE-4914-4C13-ABEF-E16492B92661}
80 | wMAIN-147 | GW | 2008 DENNY HECKER'S TOYOTA | 2008 | Lake County Toyota | Edgewood Dr | None | 19.7503 | PVC | 8 |  | 75 |  | 0 | 0 | 0 | 0 | 59 |  | Potable | 1 | 1 | 1 | 1 | 2011-11-08 15:14 | BAXTER\todd.deboer |  | V-1635 | V-28 |  | {B65BCF5D-F86A-41E4-BBF5-21C78577B1D8}
81 | wMAIN-148 | EG | CENTRAL LAKES CROSSING - JCPENNEY | 2007 | Central Lakes Crossing | None | None | 24.0214 | PVC | 8 |  | 75 |  | 0 | 0 | 0 | 0 | 58 |  | Potable | 1 | 1 | 1 | 1 | 2011-11-08 15:14 | BAXTER\todd.deboer |  |  | V-30 | CORP -1EG73 | {34ED03B7-E77F-4B4D-B887-C1F1BD1904A5}
82 | wMAIN-149 | EG | CENTRAL LAKES CROSSING - JCPENNEY | 2007 | Central Lakes Crossing | Garrison Rd | None | 88.4711 | PVC | 8 |  | 75 |  | 0 | 0 | 0 | 0 | 58 |  | Potable | 1 | 1 | 1 | 1 | 2011-11-08 15:14 | BAXTER\todd.deboer |  | FIT-35 |  | 1EH71-1EG72 | {376C4CCB-9CE0-4B58-9E25-9A165114E6C0}
83 | wMAIN-150 | EG |  |  | Elmwood Dr | Forthun Rd | Garrison Rd | 13.5028 | PVC | 8 |  | 75 |  | 0 | 0 | 0 | 0 | -1949 |  | Potable | 1 | 1 | 1 | 1 | 2011-11-08 15:14 | BAXTER\todd.deboer |  | V-31 |  |  | {F495EAE5-27FB-4230-9BDB-3B2B3F3FC457}
84 | wMAIN-151 | RD | 2007 CEDAR SCENIC AREA IMPROVEMENTS | 2007 | Cedar Scenic Rd | Shoreview Rd | Brownsville Cir | 1.4998 | PVC | 8 | DRAWN INCORRECTLY | 75 | 160 | 239.9669 | 23.9967 | 39.5945 | 303.5581 | 58 |  | Potable | 1 | 1 | 1 | 1 | 2011-11-08 15:14 | BAXTER\todd.deboer |  | FIT-62 | FIT-50 | 1RD06-1RD07 | {C5BD10CC-812F-4993-9C42-46D1192E2E6C}
85 | wMAIN-154 | RD | 2007 CEDAR SCENIC AREA IMPROVEMENTS | 2007 | Cedar Scenic Rd | Shoreview Dr | Brownsville Cir | 54.317 | PVC | 8 |  | 75 | 160 | 8690.7124 | 869.0712 | 1433.9675 | 10993.7512 | 58 |  | Potable | 1 | 1 | 1 | 1 | 2011-11-08 15:14 | BAXTER\todd.deboer |  | FIT-63 | FIT-62 | 1RD05-1RD06 | {E0F6479A-DDC9-49C3-AA84-D33D74BF7DE2}
86 | wMAIN-155 | RD | 2007 CEDAR SCENIC AREA IMPROVEMENTS | 2007 | Cedar Scenic Rd | Shoreview Dr | Brownsville Cir | 4.8219 | PVC | 12 |  | 75 | 200 | 964.3854 | 96.4385 | 159.1236 | 1219.9475 | 58 |  | Potable | 1 | 1 | 1 | 1 | 2011-11-08 15:14 | BAXTER\todd.deboer |  | V-56 | FIT-63 | 1RD04-1RD05 | {ED4FCB51-DD66-41B9-B7BB-CFD5F29DA5BD}
87 | wMAIN-156 | RD | 2007 CEDAR SCENIC AREA IMPROVEMENTS | 2007 | Cedar Scenic Rd | Shoreview Dr | Brownsville Cir | 541.6916 | PVC | 12 |  | 75 | 200 | 108338.3295 | 10833.8329 | 17875.8244 | 137047.9868 | 58 |  | Potable | 1 | 1 | 1 | 1 | 2011-11-08 15:14 | BAXTER\todd.deboer |  | FIT-61 | V-56 | 1RD01-1RD04 | {48AE61F8-BB21-4F88-AC8B-FC45A1534BE9}
88 | wMAIN-159 | RD | 2007 CEDAR SCENIC AREA IMPROVEMENTS | 2007 | Cedar Scenic Rd | Shoreview Dr | Brownsville Cir | 434.3905 | PVC | 12 |  | 75 | 200 | 86878.1009 | 8687.8101 | 14334.8866 | 109900.7976 | 58 |  | Potable | 1 | 1 | 1 | 1 | 2011-11-08 15:14 | BAXTER\todd.deboer |  | FIT-60 | FIT-61 | 1QD14-1RD01 | {603705F0-2BDA-48D7-9B6C-F2BDC03FC2C5}
89 | wMAIN-161 | QD | 2007 CEDAR SCENIC AREA IMPROVEMENTS | 2007 | Brownsville Cir | Shoreview Dr | Brownsville Cir | 417.1226 | PVC | 12 |  | 75 | 200 | 83424.511 | 8342.4511 | 13765.0443 | 105532.0065 | 58 |  | Potable | 1 | 1 | 1 | 1 | 2011-11-08 15:14 | BAXTER\todd.deboer |  | V-63 | FIT-60 | 1QD06-1QD14 | {ED972496-8054-4414-B114-801923FAC79E}
90 | wMAIN-162 | QD | 2007 CEDAR SCENIC AREA IMPROVEMENTS | 2007 | Brownsville Cir | Cedar Senic Rd | None | 3.4274 | PVC | 12 |  | 75 | 200 | 685.4882 | 68.5488 | 113.1056 | 867.1426 | 58 |  | Potable | 1 | 1 | 1 | 1 | 2011-11-08 15:14 | BAXTER\todd.deboer |  | FIT-59 | V-63 | 1QD05-1QD06 | {0C78900D-10C5-41C8-AB56-278E3C0B5A84}
91 | wMAIN-164 | QD | 2007 CEDAR SCENIC AREA IMPROVEMENTS | 2007 | Brownsville Cir | Cedar Senic Rd | None | 507.4546 | PVC | 8 |  | 75 | 160 | 81192.7296 | 8119.273 | 13396.8004 | 102708.803 | 58 |  | Potable | 1 | 1 | 1 | 1 | 2011-11-08 15:14 | BAXTER\todd.deboer |  | FIT-58 | FIT-48 | 1QD08-1QD11 | {F7CB3C84-B790-44EE-A397-4DE2A51F8500}
92 | wMAIN-166 | QD | 2007 CEDAR SCENIC AREA IMPROVEMENTS | 2007 | Brownsville Cir | Cedar Senic Rd | None | 17.9772 | PVC | 8 |  | 75 | 160 | 2876.3546 | 287.6355 | 474.5985 | 3638.5886 | 58 |  | Potable | 1 | 1 | 1 | 1 | 2011-11-08 15:14 | BAXTER\todd.deboer |  | V-62 | FIT-58 | 1QD07-1QD08 | {C90EE752-DE5F-4B00-A373-BD984B848A4B}
93 | wMAIN-167 | QD | 2007 CEDAR SCENIC AREA IMPROVEMENTS | 2007 | Brownsville Cir | Cedar Senic Rd | None | 6.9548 | PVC | 8 |  | 75 | 160 | 1112.7743 | 111.2774 | 183.6078 | 1407.6595 | 58 |  | Potable | 1 | 1 | 1 | 1 | 2011-11-08 15:14 | BAXTER\todd.deboer |  | FIT-59 | V-62 | 1QD05-1QD07 | {9780E890-1CA8-4F65-A6F4-30774F2B821A}
94 | wMAIN-168 | QD | 2007 CEDAR SCENIC AREA IMPROVEMENTS | 2007 | Cedar Scenic Rd | Brownsville Cir | Cedar Senci Rd | 468.9633 | PVC | 12 |  | 75 | 200 | 93792.6663 | 9379.2666 | 15475.7899 | 118647.7228 | 58 |  | Potable | 1 | 1 | 1 | 1 | 2011-11-08 15:14 | BAXTER\todd.deboer |  | V-67 | FIT-59 | 1QD04-1QD05 | {26B8E54D-A1FD-4FF5-8F5B-C24629D66DC5}
95 | wMAIN-169 | QD | 2007 CEDAR SCENIC AREA IMPROVEMENTS | 2007 | Cedar Scenic Rd | Olivewood Dr | Oakwood Dr | 4.1747 | PVC | 12 |  | 75 | 200 | 834.9462 | 83.4946 | 137.7661 | 1056.2069 | 58 |  | Potable | 1 | 1 | 1 | 1 | 2011-11-08 15:14 | BAXTER\todd.deboer |  | FIT-57 | V-67 | 1QD02-1QD04 | {D61D7B14-4874-49AB-8C5E-B0D7E62E5E6A}
96 | wMAIN-170 | QE | 2007 CEDAR SCENIC AREA IMPROVEMENTS | 2007 | Olivewood Dr | Cedar Senic Rd | Deerwood Rd | 1.4485 | PVC | 12 |  | 75 | 200 | 289.6978 | 28.9698 | 47.8001 | 366.4677 | 58 |  | Potable | 1 | 1 | 1 | 1 | 2011-11-08 15:14 | BAXTER\todd.deboer |  | FIT-55 | FIT-51 | 1QE17-1QE18 | {166505E9-4601-4F3D-85D0-784AA44A712F}
97 | wMAIN-173 | QE | 2007 CEDAR SCENIC AREA IMPROVEMENTS | 2007 | Olivewood Dr | Cedar Senic Rd | Deerwood Rd | 299.2933 | PVC | 12 |  | 75 | 200 | 59858.6532 | 5985.8653 | 9876.6778 | 75721.1963 | 58 |  | Potable | 1 | 1 | 1 | 1 | 2011-11-08 15:14 | BAXTER\todd.deboer |  | FIT-56 | FIT-55 | 1QE14-1QE17 | {5FFF794D-BD45-4630-BDDC-FCCDAB037548}
98 | wMAIN-175 | QD | 2007 CEDAR SCENIC AREA IMPROVEMENTS | 2007 | Cedar Scenic Rd | Cedar Senic Rd | Deerwood Rd | 51.8276 | PVC | 12 |  | 75 | 200 | 10365.5215 | 1036.5522 | 1710.3111 | 13112.3848 | 58 |  | Potable | 1 | 1 | 1 | 1 | 2011-11-08 15:14 | BAXTER\todd.deboer |  | V-66 | FIT-56 | 1QD03-1QE14 | {D6C459D6-0EFF-4363-99C7-3C0C794026CA}
99 | wMAIN-176 | QD | 2007 CEDAR SCENIC AREA IMPROVEMENTS | 2007 | Cedar Scenic Rd | Olivewood Dr | Oakwood Dr | 7.4745 | PVC | 12 |  | 75 | 200 | 1494.9037 | 149.4904 | 246.6591 | 1891.0532 | 58 |  | Potable | 1 | 1 | 1 | 1 | 2011-11-08 15:14 | BAXTER\todd.deboer |  | FIT-57 | V-66 | 1QD02-1QD03 | {0E33E9DE-BA7C-4D5A-BC7A-D60E1829B9DB}
100 | wMAIN-177 | QD | 2007 CEDAR SCENIC AREA IMPROVEMENTS | 2007 | Cedar Scenic Rd | Olivewood Dr | Oakwood Dr | 299.8272 | PVC | 12 |  | 75 | 200 | 59965.4317 | 5996.5432 | 9894.2962 | 75856.2711 | 58 |  | Potable | 1 | 1 | 1 | 1 | 2011-11-08 15:14 | BAXTER\todd.deboer |  | V-68 | FIT-57 | 1QD01-1QD02 | {D4B3B004-9004-4332-A3A6-66AF2D99CB53}
101 | wMAIN-178 | CC | 2006/2007 GOLF COURSE DEVELOPMENT | 2007 | Cypress Dr | Clearwater Rd | Excelsior Rd | 232.0041 | PVC (C909) | 12 |  | 75 | 200 | 46400.827 | 4640.0827 | 7656.1364 | 58697.0461 | 58 |  | Potable | 1 | 1 | 1 | 1 | 2011-11-08 15:14 | BAXTER\todd.deboer | 126 | V-97 | FIT-103 | 1CC28-1CC29 | {ECF76941-DBB3-43CB-A99D-36B5A1E0B950}
102 | wMAIN-179 | CC | 2006/2007 GOLF COURSE DEVELOPMENT | 2007 | Cypress Dr | Clearwater Rd | Excelsior Rd | 3.5805 | PVC (C909) | 12 |  | 75 | 200 | 716.1064 | 71.6106 | 118.1576 | 905.8746 | 58 |  | Potable | 1 | 1 | 1 | 1 | 2011-11-08 15:14 | BAXTER\todd.deboer | 126 | FIT-104 | V-97 | 1CC25-1CC28 | {112E5C8F-9B88-4C19-8BA1-08315CB785F1}
103 | wMAIN-180 | CD | 1977 MUNICIPAL SANITARY SEWER AND WATER SYSTEMS CONSTRUCTION | 1977 | Excelsior Rd | Super One Foods | Cypress Dr | 70.7511 | DIP | 12 |  | 75 | 200 | 14150.216 | 1415.0216 | 2334.7856 | 17900.0233 | 28 |  | Potable | 1 | 1 | 1 | 1 | 2011-11-08 15:14 | BAXTER\todd.deboer | 100 | FIT-118 | FIT-1518 | 1CD16-1CD14 | {611ED42B-059B-4FCF-B29D-C335FB059CDC}
104 | wMAIN-185 | CB | 2006/2007 GOLF COURSE DEVELOPMENT | 2007 | Cypress Dr | Clearwater Rd | None | 35.0046 | PVC (C909) | 8 |  | 75 | 160 | 5600.7368 | 560.0737 | 924.1216 | 7084.9321 | 58 |  | Potable | 1 | 1 | 1 | 1 | 2011-11-08 15:14 | BAXTER\todd.deboer | 126 | FIT-93 | FIT-78 | 1CB37-1CB38 | {52AA9180-9F48-4B76-AFF4-8AB4A2BE8001}
105 | wMAIN-186 | CB | 2006/2007 GOLF COURSE DEVELOPMENT | 2007 | Cypress Dr | Clearwater Rd | None | 4.9423 | PVC (C909) | 8 |  | 75 | 160 | 790.7625 | 79.0763 | 130.4758 | 1000.3146 | 58 |  | Potable | 1 | 1 | 1 | 1 | 2011-11-08 15:14 | BAXTER\todd.deboer | 126 | V-74 | FIT-93 | 1CB36-1CB37 | {EC83B6CE-70F0-4E7E-BB15-CA2C3CE44C0B}
106 | wMAIN-187 | CB | 2006/2007 GOLF COURSE DEVELOPMENT | 2007 | Cypress Dr | Clearwater Rd | None | 3.271 | PVC | 8 |  | 75 | 160 | 523.3636 | 52.3364 | 86.355 | 662.055 | 58 |  | Potable | 1 | 1 | 1 | 1 | 2011-11-08 15:14 | BAXTER\todd.deboer | 126 | FIT-94 | V-74 | 1CB35-1CB36 | {75C0A954-D07E-4068-BEC0-482099526197}
107 | wMAIN-190 | CB | 2006/2007 GOLF COURSE DEVELOPMENT | 2007 | Cypress Dr | Clearwater Rd | None | 34.4621 | PVC (C909) | 8 |  | 75 | 160 | 5513.9335 | 551.3934 | 909.799 | 6975.1259 | 58 |  | Potable | 1 | 1 | 1 | 1 | 2011-11-08 15:14 | BAXTER\todd.deboer | 126 | FIT-95 | FIT-79 | 1CB29-1CB30 | {CE11F0C1-AEFB-4E2D-A9C9-EC37BCA28062}
108 | wMAIN-191 | CB | 2006/2007 GOLF COURSE DEVELOPMENT | 2007 | Cypress Dr | Clearwater Rd | None | 6.7679 | PVC (C909) | 8 |  | 75 | 160 | 1082.8689 | 108.2869 | 178.6734 | 1369.8292 | 58 |  | Potable | 1 | 1 | 1 | 1 | 2011-11-08 15:14 | BAXTER\todd.deboer | 126 | V-77 | FIT-95 | 1CB28-1CB29 | {B6CC926B-23A1-4DAF-955E-D0215A306CE5}
109 | wMAIN-192 | CB | 2006/2007 GOLF COURSE DEVELOPMENT | 2007 | Cypress Dr | Clearwater Rd | None | 2.6083 | PVC (C909) | 8 |  | 75 | 160 | 417.3257 | 41.7326 | 68.8587 | 527.917 | 58 |  | Potable | 1 | 1 | 1 | 1 | 2011-11-08 15:14 | BAXTER\todd.deboer | 126 | FIT-96 | V-77 | 1CB27-1CB28 | {1F72D38A-1D7F-4F6E-B3D3-E7FFE67A13C2}
110 | wMAIN-195 | CB | 2006/2007 GOLF COURSE DEVELOPMENT | 2007 | Cypress Dr | Clearwater Rd | None | 23.8061 | PVC (C909) | 8 |  | 75 | 160 | 3808.9792 | 380.8979 | 628.4816 | 4818.3587 | 58 |  | Potable | 1 | 1 | 1 | 1 | 2011-11-08 15:14 | BAXTER\todd.deboer | 126 | FIT-98 | FIT-80 | 1CB21-1CB22 | {BE60DC7F-5C84-4894-BE0F-E129D1FD89E0}
111 | wMAIN-196 | CB | 2006/2007 GOLF COURSE DEVELOPMENT | 2007 | Cypress Dr | Clearwater Rd | None | 15.4366 | PVC | 8 |  | 75 | 160 | 2469.8564 | 246.9856 | 407.5263 | 3124.3684 | 58 |  | Potable | 1 | 1 | 1 | 1 | 2011-11-08 15:14 | BAXTER\todd.deboer | 126 | V-81 | FIT-98 | 1CB20-1CB21 | {DD60D724-A4B6-4524-8D55-59AA71B5FBBE}
112 | wMAIN-197 | CB | 2006/2007 GOLF COURSE DEVELOPMENT | 2007 | Cypress Dr | Clearwater Rd | None | 3.6766 | PVC (C909) | 8 |  | 75 | 160 | 588.252 | 58.8252 | 97.0616 | 744.1388 | 58 |  | Potable | 1 | 1 | 1 | 1 | 2011-11-08 15:14 | BAXTER\todd.deboer | 126 | FIT-97 | V-81 | 1CB19-1CB20 | {FFE1E9EE-0751-4C59-8CED-3968EC062D3A}
113 | wMAIN-202 | CC | 2006/2007 GOLF COURSE DEVELOPMENT | 2007 | Cypress Dr | Clearwater Rd | Excelsior Rd | 36.9888 | PVC (C909) | 8 |  | 75 | 160 | 5918.2032 | 591.8203 | 976.5035 | 7486.5271 | 58 |  | Potable | 1 | 1 | 1 | 1 | 2011-11-08 15:14 | BAXTER\todd.deboer | 126 | V-95 | FIT-88 | 1CC26-1CC27 | {3FF9BC80-A377-4169-BF22-DB064D97875B}
114 | wMAIN-203 | CC | 2006/2007 GOLF COURSE DEVELOPMENT | 2007 | Cypress Dr | Clearwater Rd | Excelsior Rd | 7.9848 | PVC (C909) | 8 |  | 75 | 160 | 1277.5632 | 127.7563 | 210.7979 | 1616.1175 | 58 |  | Potable | 1 | 1 | 1 | 1 | 2011-11-08 15:14 | BAXTER\todd.deboer | 126 | FIT-104 | V-95 | 1CC25-1CC26 | {E18864A9-EE7C-4ADD-A1CE-7DFE154A294C}
115 | wMAIN-206 | CC | 2006/2007 GOLF COURSE DEVELOPMENT | 2007 | Cypress Dr | Clearwater Rd | Excelsior Rd | 42.1255 | PVC (C909) | 8 |  | 75 | 160 | 6740.0816 | 674.0082 | 1112.1135 | 8526.2033 | 58 |  | Potable | 1 | 1 | 1 | 1 | 2011-11-08 15:14 | BAXTER\todd.deboer | 126 | FIT-106 | FIT-81 | 1CC18-1CC19 | {CDE9B858-1CB0-402E-B373-6040B82B4E23}
116 | wMAIN-209 | CC | 2006/2007 GOLF COURSE DEVELOPMENT | 2007 | Cypress Dr | Clearwater Rd | Excelsior Rd | 33.8017 | PVC (C909) | 8 |  | 75 | 160 | 5408.2691 | 540.8269 | 892.3644 | 6841.4604 | 58 |  | Potable | 1 | 1 | 1 | 1 | 2011-11-08 15:14 | BAXTER\todd.deboer | 126 | V-102 | FIT-82 | 1CC11-1CC12 | {F00C58C4-BF24-4AC6-B462-A668B7790DFD}
117 | wMAIN-210 | CC | 2006/2007 GOLF COURSE DEVELOPMENT | 2007 | Cypress Dr | Clearwater Rd | Excelsior Rd | 7.343 | PVC (C909) | 8 |  | 75 | 160 | 1174.8766 | 117.4877 | 193.8546 | 1486.219 | 58 |  | Potable | 1 | 1 | 1 | 1 | 2011-11-08 15:14 | BAXTER\todd.deboer | 126 | FIT-108 | V-102 | 1CC10-1CC11 | {7A231933-8A04-4F8C-98AD-EA222A276D16}
118 | wMAIN-213 | CC | 2006/2007 GOLF COURSE DEVELOPMENT | 2007 | Cypress Dr | Clearwater Rd | Excelsior Rd | 29.359 | PVC (C909) | 8 |  | 75 | 160 | 4697.4433 | 469.7443 | 775.0781 | 5942.2657 | 58 |  | Potable | 1 | 1 | 1 | 1 | 2011-11-08 15:14 | BAXTER\todd.deboer | 126 | FIT-109 | FIT-83 | 1CC04-1CC05 | {D38C305B-5C43-463B-A2A7-CC7EF11C3F3B}
119 | wMAIN-214 | CC | 2006/2007 GOLF COURSE DEVELOPMENT | 2007 | Cypress Dr | Clearwater Rd | Excelsior Rd | 8.8609 | PVC (C909) | 8 |  | 75 | 160 | 1417.752 | 141.7752 | 233.9291 | 1793.4563 | 58 |  | Potable | 1 | 1 | 1 | 1 | 2011-11-08 15:14 | BAXTER\todd.deboer | 126 | V-106 | FIT-109 | 1CC03-1CC04 | {CED7FD11-D474-460B-9051-D3B25CBBA900}
120 | wMAIN-215 | CC | 2006/2007 GOLF COURSE DEVELOPMENT | 2007 | Cypress Dr | Clearwater Rd | Excelsior Rd | 4.0304 | PVC (C909) | 8 |  | 75 | 160 | 644.8596 | 64.486 | 106.4018 | 815.7474 | 58 |  | Potable | 1 | 1 | 1 | 1 | 2011-11-08 15:14 | BAXTER\todd.deboer | 126 | FIT-110 | V-106 | 1CC02-1CC03 | {3F147645-DFBF-4018-A668-47CD4BDFD271}
121 | wMAIN-218 | CD | 2006/2007 GOLF COURSE DEVELOPMENT | 2007 | Cypress Dr | Clearwater Rd | Excelsior Rd | 65.8829 | PVC (C909) | 8 |  | 75 | 160 | 10541.2572 | 1054.1257 | 1739.3074 | 13334.6904 | 58 |  | Potable | 1 | 1 | 1 | 1 | 2011-11-08 15:14 | BAXTER\todd.deboer | 126 | FIT-111 | FIT-84 | 1CD42-1CD43 | {7FC66D2F-A3B9-47F5-A37D-C70721995202}
122 | wMAIN-219 | CD | 2006/2007 GOLF COURSE DEVELOPMENT | 2007 | Cypress Dr | Clearwater Rd | Excelsior Rd | 10.3644 | PVC (C909) | 8 |  | 75 | 160 | 1658.311 | 165.8311 | 273.6213 | 2097.7634 | 58 |  | Potable | 1 | 1 | 1 | 1 | 2011-11-08 15:14 | BAXTER\todd.deboer | 126 | V-69 | FIT-111 | 1CD41-1CD42 | {53E2AE79-9954-4BD9-80CF-80DF47111487}
123 | wMAIN-220 | CD | 2006/2007 GOLF COURSE DEVELOPMENT | 2007 | Cypress Dr | Clearwater Rd | Excelsior Rd | 2.5778 | PVC (C909) | 8 |  | 75 | 160 | 412.4517 | 41.2452 | 68.0545 | 521.7514 | 58 |  | Potable | 1 | 1 | 1 | 1 | 2011-11-08 15:14 | BAXTER\todd.deboer | 126 | FIT-112 | V-69 | 1CD40-1CD41 | {FDD07935-C731-4BD1-B709-14B9A174A840}
124 | wMAIN-221 | CD | 2006/2007 GOLF COURSE DEVELOPMENT | 2007 | Cypress Dr | Clearwater Rd | Excelsior Rd | 37.4537 | PVC (C909) | 8 |  | 75 | 160 | 5992.585 | 599.2585 | 988.7765 | 7580.62 | 58 |  | Potable | 1 | 1 | 1 | 1 | 2011-11-08 15:14 | BAXTER\todd.deboer | 126 | V-112 | FIT-85 | 1CD36-1CD37 | {4D74618C-23D8-4FA5-9881-EDD446F5A14A}
125 | wMAIN-277 | CD | 2006/2007 GOLF COURSE DEVELOPMENT | 2007 | Cypress Dr | Clearwater Rd | Excelsior Rd | 6.463 | PVC (C909) | 12 |  | 75 | 200 | 1292.5948 | 129.2595 | 213.2781 | 1635.1324 | 58 |  | Potable | 1 | 1 | 1 | 1 | 2011-11-08 15:14 | BAXTER\todd.deboer | 126 | FIT-113 | V-113 | 1CD35-1CD38 | {9BFB8507-36EE-4D80-B377-11FB077B3148}
126 | wMAIN-225 | CD | 2006/2007 GOLF COURSE DEVELOPMENT | 2007 | Cypress Dr | Clearwater Rd | Excelsior Rd | 35.1177 | PVC (C909) | 8 |  | 75 | 160 | 5618.8326 | 561.8833 | 927.1074 | 7107.8232 | 58 |  | Potable | 1 | 1 | 1 | 1 | 2011-11-08 15:14 | BAXTER\todd.deboer | 126 | FIT-114 | FIT-86 | 1CD29-1CD30 | {9D3E0241-E3FF-4CC5-BFEA-0572332CD1D1}
127 | wMAIN-226 | CD | 2006/2007 GOLF COURSE DEVELOPMENT | 2007 | Cypress Dr | Clearwater Rd | Excelsior Rd | 3.8128 | PVC (C909) | 8 |  | 75 | 160 | 610.0416 | 61.0042 | 100.6569 | 771.7026 | 58 |  | Potable | 1 | 1 | 1 | 1 | 2011-11-08 15:14 | BAXTER\todd.deboer | 126 | V-116 | FIT-114 | 1CD28-1CD29 | {7F1870EB-B2AA-4A94-BF1E-49D77D23B73B}
128 | wMAIN-227 | CD | 2006/2007 GOLF COURSE DEVELOPMENT | 2007 | Cypress Dr | Clearwater Rd | Excelsior Rd | 4.1898 | PVC (C909) | 8 |  | 75 | 160 | 670.3731 | 67.0373 | 110.6116 | 848.022 | 58 |  | Potable | 1 | 1 | 1 | 1 | 2011-11-08 15:14 | BAXTER\todd.deboer | 126 | FIT-115 | V-116 | 1CD27-1CD28 | {176E229F-5C6A-40FC-86A3-5884F982887A}
129 | wMAIN-228 | CD | 2006/2007 GOLF COURSE DEVELOPMENT | 2007 | Cypress Dr | Clearwater Rd | Excelsior Rd | 35.9291 | PVC (C909) | 8 |  | 75 | 160 | 5748.6546 | 574.8655 | 948.528 | 7272.0481 | 58 |  | Potable | 1 | 1 | 1 | 1 | 2011-11-08 15:14 | BAXTER\todd.deboer | 126 | V-119 | FIT-87 | 1CD23-1CD24 | {5859D5AF-5F74-4BFA-9858-04E4DA76B937}
130 | wMAIN-229 | CD | 2006/2007 GOLF COURSE DEVELOPMENT | 2007 | Cypress Dr | Clearwater Rd | Excelsior Rd | 3.6685 | PVC (C909) | 8 |  | 75 | 160 | 586.956 | 58.6956 | 96.8477 | 742.4993 | 58 |  | Potable | 1 | 1 | 1 | 1 | 2011-11-08 15:14 | BAXTER\todd.deboer | 126 | FIT-116 | V-119 | 1CD22-1CD23 | {904B8ADE-2C8B-40EB-82E9-ED85E1670487}
131 | wMAIN-232 | CB | 2006/2007 GOLF COURSE DEVELOPMENT | 2007 | Clearwater Rd | Cypress Dr | Golf Course Dr | 44.8765 | PVC (C909) | 8 |  | 75 | 160 | 7180.2382 | 718.0238 | 1184.7393 | 9083.0014 | 58 |  | Potable | 1 | 1 | 1 | 1 | 2011-11-08 15:14 | BAXTER\todd.deboer | 126 | V-89 | FIT-89 | 1CC34-1CB10 | {8106DD0C-A60B-4934-814F-AC30DBD143A4}
132 | wMAIN-233 | CC | 2006/2007 GOLF COURSE DEVELOPMENT | 2007 | Clearwater Rd | Cypress Dr | Golf Course Dr | 2.3632 | PVC (C909) | 8 |  | 75 | 160 | 378.1173 | 37.8117 | 62.3894 | 478.3184 | 58 |  | Potable | 1 | 1 | 1 | 1 | 2011-11-08 15:14 | BAXTER\todd.deboer | 126 | FIT-91 | V-89 | 1CC33-1CC34 | {137D0BB3-86DF-488F-BF1B-536BF998FDED}
133 | wMAIN-236 | CC | 2006/2007 GOLF COURSE DEVELOPMENT | 2007 | Clearwater Rd | Cypress Dr | Golf Course Dr | 19.7778 | PVC (C909) | 8 |  | 75 | 160 | 3164.4427 | 316.4443 | 522.133 | 4003.02 | 58 |  | Potable | 1 | 1 | 1 | 1 | 2011-11-08 15:14 | BAXTER\todd.deboer | 126 | FIT-100 | FIT-90 | 1CC37-1CC38 | {7F539EC9-3BF8-4036-8E35-D6FF3B0840C2}
134 | wMAIN-237 | CC | 2006/2007 GOLF COURSE DEVELOPMENT | 2007 | Clearwater Rd | Cypress Dr | Golf Course Dr | 16.2164 | PVC (C909) | 8 |  | 75 | 160 | 2594.6271 | 259.4627 | 428.1135 | 3282.2032 | 58 |  | Potable | 1 | 1 | 1 | 1 | 2011-11-08 15:14 | BAXTER\todd.deboer | 126 | V-88 | FIT-100 | 1CC36-1CC37 | {4BC0DDA4-7686-43DF-8715-22AF62625224}
135 | wMAIN-238 | CC | 2006/2007 GOLF COURSE DEVELOPMENT | 2007 | Clearwater Rd | Cypress Dr | Golf Course Dr | 1.7487 | PVC (C909) | 8 |  | 75 | 160 | 279.7956 | 27.9796 | 46.1663 | 353.9415 | 58 |  | Potable | 1 | 1 | 1 | 1 | 2011-11-08 15:14 | BAXTER\todd.deboer | 126 | FIT-91 | V-88 | 1CC33-1CC36 | {4E48F5AF-D79C-4625-81A0-C8C78060A610}
136 | wMAIN-239 | DB | 2006/2007 GOLF COURSE DEVELOPMENT | 2007 | Clearwater Rd | Cypress Dr | Golf Course Dr | 1.3924 | PVC (C909) | 8 |  | 75 | 160 | 222.7876 | 22.2788 | 36.76 | 281.8263 | 58 |  | Potable | 1 | 1 | 1 | 1 | 2011-11-08 15:14 | BAXTER\todd.deboer | 126 | V-84 | FIT-99 | 1DB46-1DB45 | {EA11F894-787B-4448-8F30-2148DCB85821}
137 | wMAIN-240 | DB | 2006/2007 GOLF COURSE DEVELOPMENT | 2007 | Clearwater Rd | Cypress Dr | Golf Course Dr | 465.4643 | PVC (C909) | 8 |  | 75 | 160 | 74474.2859 | 7447.4286 | 12288.2572 | 94209.9717 | 58 |  | Potable | 1 | 1 | 1 | 1 | 2011-11-08 15:14 | BAXTER\todd.deboer | 126 | V-86 | V-84 | 1CC35-1DB46 | {4322872D-3F48-49D8-B2CA-E06FE92898A1}
138 | wMAIN-241 | CC | 2006/2007 GOLF COURSE DEVELOPMENT | 2007 | Clearwater Rd | Cypress Dr | Golf Course Dr | 3.8089 | PVC (C909) | 8 |  | 75 | 160 | 609.4215 | 60.9421 | 100.5545 | 770.9182 | 58 |  | Potable | 1 | 1 | 1 | 1 | 2011-11-08 15:14 | BAXTER\todd.deboer | 126 | FIT-91 | V-86 | 1CC33-1CC35 | {F32DE668-7E04-4567-B262-D43C53662815}
139 | wMAIN-242 | CC | 2006/2007 GOLF COURSE DEVELOPMENT | 2007 | Clearwater Rd | Cypress Dr | Golf Course Dr | 4.2091 | PVC (C909) | 8 |  | 75 | 160 | 673.4633 | 67.3463 | 111.1214 | 851.931 | 58 |  | Potable | 1 | 1 | 1 | 1 | 2011-11-08 15:14 | BAXTER\todd.deboer | 126 | V-87 | FIT-91 | 1CC32-1CC33 | {6C69A6C2-A63E-4931-8C0B-EEA0A69A8885}
140 | wMAIN-243 | CB | 2006/2007 GOLF COURSE DEVELOPMENT | 2007 | Clearwater Rd | Cypress Dr | Golf Course Dr | 422.2618 | PVC (C909) | 8 |  | 75 | 160 | 67561.8954 | 6756.1895 | 11147.7127 | 85465.7976 | 58 |  | Potable | 1 | 1 | 1 | 1 | 2011-11-08 15:14 | BAXTER\todd.deboer | 126 | FIT-101 | V-87 | 1CB11-1CC32 | {B1CEADAF-5AED-4701-A5F6-7BEBBF73C8AB}
141 | wMAIN-244 | CB | 2006/2007 GOLF COURSE DEVELOPMENT | 2007 | Clearwater Rd | Cypress Dr | Golf Course Dr | 219.6444 | PVC (C909) | 8 |  | 75 | 160 | 35143.0998 | 3514.31 | 5798.6115 | 44456.0213 | 58 |  | Potable | 1 | 1 | 1 | 1 | 2011-11-08 15:14 | BAXTER\todd.deboer | 126 | V-91 | FIT-101 | 1CB14-1CB11 | {F506BE08-82F5-411B-9C81-C1D27E1C0979}
142 | wMAIN-245 | CB | 2006/2007 GOLF COURSE DEVELOPMENT | 2007 | Clearwater Rd | Cypress Dr | Golf Course Dr | 3.5718 | PVC (C909) | 8 |  | 75 | 160 | 571.4884 | 57.1488 | 94.2956 | 722.9329 | 58 |  | Potable | 1 | 1 | 1 | 1 | 2011-11-08 15:14 | BAXTER\todd.deboer | 126 | FIT-102 | V-91 | 1CB15-1CB14 | {EEAF5EA7-57BB-4276-8788-5D4A4232D04F}
143 | wMAIN-246 | CB | 2006/2007 GOLF COURSE DEVELOPMENT | 2007 | Cypress Dr | Clearwater Rd | None | 5.9172 | PVC (C909) | 12 |  | 75 | 200 | 1183.433 | 118.3433 | 195.2664 | 1497.0427 | 58 |  | Potable | 1 | 1 | 1 | 1 | 2011-11-08 15:14 | BAXTER\todd.deboer | 126 | FIT-92 | FIT-77 | 1CB43-1CB46 | {53B407E0-1A87-4C0B-8705-60AC9CF05914}
144 | wMAIN-249 | CB | 2006/2007 GOLF COURSE DEVELOPMENT | 2007 | Cypress Dr | Clearwater Rd | None | 6.1121 | PVC (C909) | 12 |  | 75 | 200 | 1222.4123 | 122.2412 | 201.698 | 1546.3516 | 58 |  | Potable | 1 | 1 | 1 | 1 | 2011-11-08 15:14 | BAXTER\todd.deboer | 126 | FIT-94 | V-72 | 1CB35-1CB41 | {A98C938F-A412-4A25-86E5-9BFFAA6E29DE}
145 | wMAIN-250 | CB | 2006/2007 GOLF COURSE DEVELOPMENT | 2007 | Cypress Dr | Clearwater Rd | None | 5.5459 | PVC (C909) | 12 |  | 75 | 200 | 1109.1741 | 110.9174 | 183.0137 | 1403.1053 | 58 |  | Potable | 1 | 1 | 1 | 1 | 2011-11-08 15:14 | BAXTER\todd.deboer | 126 | V-73 | FIT-94 | 1CB34-1CB35 | {5F62E297-D7C2-4A8A-9351-E35CBCC5BAFC}
146 | wMAIN-251 | CB | 2006/2007 GOLF COURSE DEVELOPMENT | 2007 | Cypress Dr | Clearwater Rd | None | 323.4747 | PVC (C909) | 12 |  | 75 | 200 | 64694.9344 | 6469.4934 | 10674.6642 | 81839.092 | 58 |  | Potable | 1 | 1 | 1 | 1 | 2011-11-08 15:14 | BAXTER\todd.deboer | 126 | V-79 | V-73 | 1CB33-1CB34 | {2E33A9D0-C2FD-4441-AC8E-5D8F7123E005}
147 | wMAIN-252 | CB | 2006/2007 GOLF COURSE DEVELOPMENT | 2007 | Cypress Dr | Clearwater Rd | None | 3.1773 | PVC (C909) | 12 |  | 75 | 200 | 635.4547 | 63.5455 | 104.85 | 803.8502 | 58 |  | Potable | 1 | 1 | 1 | 1 | 2011-11-08 15:14 | BAXTER\todd.deboer | 126 | FIT-96 | V-79 | 1CB27-1CB33 | {DC15D088-C94B-4991-9F8F-398AB378119B}
148 | wMAIN-253 | CB | 2006/2007 GOLF COURSE DEVELOPMENT | 2007 | Cypress Dr | Clearwater Rd | None | 2.3252 | PVC (C909) | 12 |  | 75 | 200 | 465.0323 | 46.5032 | 76.7303 | 588.2659 | 58 |  | Potable | 1 | 1 | 1 | 1 | 2011-11-08 15:14 | BAXTER\todd.deboer | 126 | V-78 | FIT-96 | 1CB26-1CB27 | {61059E5A-63E2-493C-917C-399C722F46ED}
149 | wMAIN-254 | CB | 2006/2007 GOLF COURSE DEVELOPMENT | 2007 | Cypress Dr | Clearwater Rd | None | 354.105 | PVC (C909) | 12 |  | 75 | 200 | 70821.0026 | 7082.1003 | 11685.4654 | 89588.5683 | 58 |  | Potable | 1 | 1 | 1 | 1 | 2011-11-08 15:14 | BAXTER\todd.deboer | 126 | V-83 | V-78 | 1CB25-1CB26 | {3B9F8080-6C3B-4F63-A671-E918E156A971}
150 | wMAIN-255 | CB | 2006/2007 GOLF COURSE DEVELOPMENT | 2007 | Cypress Dr | Clearwater Rd | None | 4.3297 | PVC (C909) | 12 |  | 75 | 200 | 865.9368 | 86.5937 | 142.8796 | 1095.41 | 58 |  | Potable | 1 | 1 | 1 | 1 | 2011-11-08 15:14 | BAXTER\todd.deboer | 126 | FIT-97 | V-83 | 1CB19-1CB25 | {00015E3C-4C91-47DF-A0EC-3B028A82BA92}
151 | wMAIN-256 | CB | 2006/2007 GOLF COURSE DEVELOPMENT | 2007 | Cypress Dr | Clearwater Rd | None | 4.207 | PVC (C909) | 12 |  | 75 | 200 | 841.3985 | 84.1398 | 138.8307 | 1064.3691 | 58 |  | Potable | 1 | 1 | 1 | 1 | 2011-11-08 15:14 | BAXTER\todd.deboer | 126 | V-82 | FIT-97 | 1CB18-1CB19 | {C8EA81A8-0E05-4483-A8DE-A14D89F4C6C9}
152 | wMAIN-257 | CB | 2006/2007 GOLF COURSE DEVELOPMENT | 2007 | Cypress Dr | Clearwater Rd | None | 342.9136 | PVC (C909) | 12 |  | 75 | 200 | 68582.7218 | 6858.2722 | 11316.1491 | 86757.1431 | 58 |  | Potable | 1 | 1 | 1 | 1 | 2011-11-08 15:14 | BAXTER\todd.deboer | 126 | V-93 | V-82 | 1CB17-1CB18 | {2E4C0967-331E-463C-ABB9-CDB60BDAD56E}
153 | wMAIN-258 | CB | 2006/2007 GOLF COURSE DEVELOPMENT | 2007 | Cypress Dr | Clearwater Rd | Excelsior Rd | 4.3443 | PVC (C909) | 12 |  | 75 | 200 | 868.8657 | 86.8866 | 143.3628 | 1099.1151 | 58 |  | Potable | 1 | 1 | 1 | 1 | 2011-11-08 15:14 | BAXTER\todd.deboer | 126 | FIT-102 | V-93 | 1CB15-1CB17 | {C0B18DFE-FC9F-422A-BA59-B2DB0F6900A5}
154 | wMAIN-259 | CB | 2006/2007 GOLF COURSE DEVELOPMENT | 2007 | Cypress Dr | Clearwater Rd | Excelsior Rd | 3.8886 | PVC (C909) | 12 |  | 75 | 200 | 777.7177 | 77.7718 | 128.3234 | 983.8129 | 58 |  | Potable | 1 | 1 | 1 | 1 | 2011-11-08 15:14 | BAXTER\todd.deboer | 126 | V-92 | FIT-102 | 1CB16-1CB15 | {661240EC-D581-409F-AF93-8B581C64A8A7}
155 | wMAIN-260 | CB | 2006/2007 GOLF COURSE DEVELOPMENT | 2007 | Cypress Dr | Clearwater Rd | Excelsior Rd | 85.7363 | PVC (C909) | 12 |  | 75 | 200 | 17147.2606 | 1714.7261 | 2829.298 | 21691.2846 | 58 |  | Potable | 1 | 1 | 1 | 1 | 2011-11-08 15:14 | BAXTER\todd.deboer | 126 | FIT-103 | V-92 | 1CC29-1CB16 | {282AA8A3-DDFF-4ED3-BD32-AF2A4D0AAC83}
156 | wMAIN-261 | CC | 2006/2007 GOLF COURSE DEVELOPMENT | 2007 | Cypress Dr | Clearwater Rd | Excelsior Rd | 3.8913 | PVC (C909) | 12 |  | 75 | 200 | 778.2504 | 77.825 | 128.4113 | 984.4867 | 58 |  | Potable | 1 | 1 | 1 | 1 | 2011-11-08 15:14 | BAXTER\todd.deboer | 126 | V-96 | FIT-104 | 1CC24-1CC25 | {5FA56738-B586-40A4-9776-753DB94F486D}
157 | wMAIN-262 | CC | 2006/2007 GOLF COURSE DEVELOPMENT | 2007 | Cypress Dr | Clearwater Rd | Excelsior Rd | 161.5198 | PVC (C909) | 12 |  | 75 | 200 | 32303.9556 | 3230.3956 | 5330.1527 | 40864.5039 | 58 |  | Potable | 1 | 1 | 1 | 1 | 2011-11-08 15:14 | BAXTER\todd.deboer | 126 | FIT-105 | V-96 | 1CC21-1CC24 | {D3F06DC3-86FC-4809-B751-4162792B5EEF}
158 | wMAIN-263 | CC | 2006/2007 GOLF COURSE DEVELOPMENT | 2007 | Cypress Dr | Clearwater Rd | Excelsior Rd | 161.6639 | PVC | 12 |  | 75 | 200 | 32332.7862 | 3233.2786 | 5334.9097 | 40900.9746 | 58 |  | Potable | 1 | 1 | 1 | 1 | 2011-11-08 15:14 | BAXTER\todd.deboer | 126 | V-100 | FIT-105 | 1CC20-1CC21 | {6637854D-06E9-4C55-BF76-68B8D65CCE1C}
159 | wMAIN-264 | CC | 2006/2007 GOLF COURSE DEVELOPMENT | 2007 | Cypress Dr | Clearwater Rd | Excelsior Rd | 4.0459 | PVC (C909) | 12 |  | 75 | 200 | 809.1804 | 80.918 | 133.5148 | 1023.6132 | 58 |  | Potable | 1 | 1 | 1 | 1 | 2011-11-08 15:14 | BAXTER\todd.deboer | 126 | FIT-106 | V-100 | 1CC18-1CC20 | {68545296-FC8B-40FB-B320-B00B91FFD9D3}
160 | wMAIN-265 | CC | 2006/2007 GOLF COURSE DEVELOPMENT | 2007 | Cypress Dr | Clearwater Rd | Excelsior Rd | 4.5147 | PVC (C909) | 12 |  | 75 | 200 | 902.9365 | 90.2936 | 148.9845 | 1142.2147 | 58 |  | Potable | 1 | 1 | 1 | 1 | 2011-11-08 15:14 | BAXTER\todd.deboer | 126 | V-99 | FIT-106 | 1CC17-1CC18 | {882CC36D-CDE3-4A11-80C0-1E2461E8AC6D}
161 | wMAIN-266 | CC | 2006/2007 GOLF COURSE DEVELOPMENT | 2007 | Cypress Dr | Clearwater Rd | Excelsior Rd | 227.1153 | PVC (C909) | 12 |  | 75 | 200 | 45423.0568 | 4542.3057 | 7494.8044 | 57460.1669 | 58 |  | Potable | 1 | 1 | 1 | 1 | 2011-11-08 15:14 | BAXTER\todd.deboer | 126 | FIT-107 | V-99 | 1CC14-1CC17 | {2600C0D5-516B-4539-A2C5-AA9DBE044471}
162 | wMAIN-267 | CC | 2006/2007 GOLF COURSE DEVELOPMENT | 2007 | Cypress Dr | Clearwater Rd | Excelsior Rd | 98.6866 | PVC (C909) | 12 |  | 75 | 200 | 19737.3263 | 1973.7326 | 3256.6588 | 24967.7178 | 58 |  | Potable | 1 | 1 | 1 | 1 | 2011-11-08 15:14 | BAXTER\todd.deboer | 126 | V-104 | FIT-107 | 1CC13-1CC14 | {60975C4D-0E21-4C53-8B19-501A62FB53A9}
163 | wMAIN-268 | CC | 2006/2007 GOLF COURSE DEVELOPMENT | 2007 | Cypress Dr | Clearwater Rd | Excelsior Rd | 4.048 | PVC (C909) | 12 |  | 75 | 200 | 809.6048 | 80.9605 | 133.5848 | 1024.1501 | 58 |  | Potable | 1 | 1 | 1 | 1 | 2011-11-08 15:14 | BAXTER\todd.deboer | 126 | FIT-108 | V-104 | 1CC10-1CC13 | {C9AD8670-BC00-4833-8BCB-3EDADD38F1F9}
164 | wMAIN-269 | CC | 2006/2007 GOLF COURSE DEVELOPMENT | 2007 | Cypress Dr | Clearwater Rd | Excelsior Rd | 4.2642 | PVC (C909) | 12 |  | 75 | 200 | 852.8479 | 85.2848 | 140.7199 | 1078.8526 | 58 |  | Potable | 1 | 1 | 1 | 1 | 2011-11-08 15:14 | BAXTER\todd.deboer | 126 | V-103 | FIT-108 | 1CC09-1CC10 | {30F0CE7F-E760-47AE-AFFB-F64FD6E6766C}
165 | wMAIN-270 | CC | 2006/2007 GOLF COURSE DEVELOPMENT | 2007 | Cypress Dr | Clearwater Rd | Excelsior Rd | 309.4501 | PVC (C909) | 12 |  | 75 | 200 | 61890.0154 | 6189.0015 | 10211.8525 | 78290.8695 | 58 |  | Potable | 1 | 1 | 1 | 1 | 2011-11-08 15:14 | BAXTER\todd.deboer | 126 | V-107 | V-103 | 1CC08-1CC09 | {F564FAE9-4A42-4259-BC51-944DD298EB4F}
166 | wMAIN-271 | CC | 2006/2007 GOLF COURSE DEVELOPMENT | 2007 | Cypress Dr | Clearwater Rd | Excelsior Rd | 4.6217 | PVC | 12 |  | 75 | 200 | 924.3348 | 92.4335 | 152.5152 | 1169.2835 | 58 |  | Potable | 1 | 1 | 1 | 1 | 2011-11-08 15:14 | BAXTER\todd.deboer | 126 | FIT-110 | V-107 | 1CC02-1CC08 | {0B59FEC4-AC56-4510-8C8E-654DB64B6E70}
167 | wMAIN-272 | CC | 2006/2007 GOLF COURSE DEVELOPMENT | 2007 | Cypress Dr | Clearwater Rd | Excelsior Rd | 3.4833 | PVC (C909) | 12 |  | 75 | 200 | 696.6601 | 69.666 | 114.9489 | 881.275 | 58 |  | Potable | 1 | 1 | 1 | 1 | 2011-11-08 15:14 | BAXTER\todd.deboer | 126 | V-108 | FIT-110 | 1CC01-1CC02 | {E5805813-8BB0-4989-A9DB-7A710C16759A}
168 | wMAIN-273 | CD | 2006/2007 GOLF COURSE DEVELOPMENT | 2007 | Cypress Dr | Clearwater Rd | Excelsior Rd | 344.1587 | PVC (C909) | 12 |  | 75 | 200 | 68831.7344 | 6883.1734 | 11357.2362 | 87072.1441 | 58 |  | Potable | 1 | 1 | 1 | 1 | 2011-11-08 15:14 | BAXTER\todd.deboer | 126 | V-110 | V-108 | 1CD46-1CC01 | {366B45C2-1E66-49C0-ABC5-7159B4928D9A}
169 | wMAIN-274 | CD | 2006/2007 GOLF COURSE DEVELOPMENT | 2007 | Cypress Dr | Clearwater Rd | Excelsior Rd | 3.7419 | PVC (C909) | 12 |  | 75 | 200 | 748.3713 | 74.8371 | 123.4813 | 946.6897 | 58 |  | Potable | 1 | 1 | 1 | 1 | 2011-11-08 15:14 | BAXTER\todd.deboer | 126 | FIT-112 | V-110 | 1CD40-1CD46 | {E393EDC8-8101-4468-8D6A-275F1605BE09}
170 | wMAIN-275 | CD | 2006/2007 GOLF COURSE DEVELOPMENT | 2007 | Cypress Dr | Clearwater Rd | Excelsior Rd | 4.0388 | PVC (C909) | 12 |  | 75 | 200 | 807.7644 | 80.7764 | 133.2811 | 1021.822 | 58 |  | Potable | 1 | 1 | 1 | 1 | 2011-11-08 15:14 | BAXTER\todd.deboer | 126 | V-109 | FIT-112 | 1CD39-1CD40 | {B914A636-7264-4E7F-A7E7-B8C7A72A9A49}
171 | wMAIN-276 | CD | 2006/2007 GOLF COURSE DEVELOPMENT | 2007 | Cypress Dr | Clearwater Rd | Excelsior Rd | 270.7568 | PVC (C909) | 12 |  | 75 | 200 | 54151.3663 | 5415.1366 | 8934.9754 | 68501.4783 | 58 |  | Potable | 1 | 1 | 1 | 1 | 2011-11-08 15:14 | BAXTER\todd.deboer | 126 | V-113 | V-109 | 1CD38-1CD39 | {BB2D355F-3691-4133-A0C5-5918B5DE6CD7}
172 | wMAIN-277 | CD | 2006/2007 GOLF COURSE DEVELOPMENT | 2007 | Cypress Dr | Clearwater Rd | Excelsior Rd | 3.7338 | PVC (C909) | 12 |  | 75 | 200 | 746.762 | 74.6762 | 123.2157 | 944.6539 | 58 |  | Potable | 1 | 1 | 1 | 1 | 2011-11-08 15:14 | BAXTER\todd.deboer | 126 | FIT-113 | V-113 | 1CD35-1CD38 | {8BCF70C6-37FC-4C47-8149-A117677BB107}
173 | wMAIN-278 | CD | 2006/2007 GOLF COURSE DEVELOPMENT | 2007 | Cypress Dr | Clearwater Rd | Excelsior Rd | 2.8268 | PVC (C909) | 12 |  | 75 | 200 | 565.356 | 56.5356 | 93.2837 | 715.1753 | 58 |  | Potable | 1 | 1 | 1 | 1 | 2011-11-08 15:14 | BAXTER\todd.deboer | 126 | V-114 | FIT-113 | 1CD34-1CD35 | {55D78B74-609A-42D9-9CBC-23D3E0342FFF}
174 | wMAIN-279 | CD | 2006/2007 GOLF COURSE DEVELOPMENT | 2007 | Cypress Dr | Clearwater Rd | Excelsior Rd | 262.8328 | PVC (C909) | 12 |  | 75 | 200 | 52566.5644 | 5256.6564 | 8673.4831 | 66496.704 | 58 |  | Potable | 1 | 1 | 1 | 1 | 2011-11-08 15:14 | BAXTER\todd.deboer | 126 | V-117 | V-114 | 1CD33-1CD34 | {4565A521-288A-4F68-8A7F-CEC67AE77815}
175 | wMAIN-280 | CD | 2006/2007 GOLF COURSE DEVELOPMENT | 2007 | Cypress Dr | Clearwater Rd | Excelsior Rd | 3.468 | PVC (C909) | 12 |  | 75 | 200 | 693.5974 | 69.3597 | 114.4436 | 877.4008 | 58 |  | Potable | 1 | 1 | 1 | 1 | 2011-11-08 15:14 | BAXTER\todd.deboer | 126 | FIT-115 | V-117 | 1CD27-1CD33 | {18BD4CD4-0E27-4A64-8193-8AD6AFF7C9A0}
176 | wMAIN-281 | CD | 2006/2007 GOLF COURSE DEVELOPMENT | 2007 | Cypress Dr | Clearwater Rd | Excelsior Rd | 3.0958 | PVC (C909) | 12 |  | 75 | 200 | 619.1691 | 61.9169 | 102.1629 | 783.249 | 58 |  | Potable | 1 | 1 | 1 | 1 | 2011-11-08 15:14 | BAXTER\todd.deboer | 126 | V-118 | FIT-115 | 1CD26-1CD27 | {BB31BA6C-9903-42CF-B42B-1C3EFC166295}
177 | wMAIN-282 | CD | 2006/2007 GOLF COURSE DEVELOPMENT | 2007 | Cypress Dr | Clearwater Rd | Excelsior Rd | 282.4714 | PVC (C909) | 12 |  | 75 | 200 | 56494.2874 | 5649.4287 | 9321.5574 | 71465.2736 | 58 |  | Potable | 1 | 1 | 1 | 1 | 2020-06-08 12:47 | BAXTER\tdeboer | 126 | wVLV-121 | wVLV-118 | 1CD25-1CD26 | {4BE3985B-4404-46E7-B663-9B6BCE462AFF}
178 | wMAIN-283 | CD | 2006/2007 GOLF COURSE DEVELOPMENT | 2007 | Cypress Dr | Clearwater Rd | Excelsior Rd | 3.1304 | PVC (C909) | 12 |  | 75 | 200 | 626.0771 | 62.6077 | 103.3027 | 791.9876 | 58 |  | Potable | 1 | 1 | 1 | 1 | 2011-11-08 15:14 | BAXTER\todd.deboer | 126 | FIT-116 | V-121 | 1CD22-1CD25 | {9A5D5C9C-D19A-46CD-90C7-56967596AF08}
179 | wMAIN-284 | CD | 2006/2007 GOLF COURSE DEVELOPMENT | 2007 | Cypress Dr | Clearwater Rd | Excelsior Rd | 4.001 | PVC (C909) | 12 |  | 75 | 200 | 800.197 | 80.0197 | 132.0325 | 1012.2492 | 58 |  | Potable | 1 | 1 | 1 | 1 | 2011-11-08 15:14 | BAXTER\todd.deboer | 126 | V-120 | FIT-116 | 1CD21-1CD22 | {49715038-334E-4BB4-9459-C407D72335F3}
180 | wMAIN-285 | CD | 2006/2007 GOLF COURSE DEVELOPMENT | 2007 | Cypress Dr | Clearwater Rd | Excelsior Rd | 108.7718 | PVC (C909) | 12 |  | 75 | 200 | 21754.3544 | 2175.4354 | 3589.4685 | 27519.2583 | 58 |  | Potable | 1 | 1 | 1 | 1 | 2011-11-08 15:14 | BAXTER\todd.deboer | 126 | FIT-117 | V-120 | 1CD18-1CD21 | {59E85794-3DFE-49DC-97D6-BD7CE4325487}
181 | wMAIN-286 | CD | 2006/2007 GOLF COURSE DEVELOPMENT | 2007 | Cypress Dr | Clearwater Rd | Excelsior Rd | 90.4799 | PVC (C909) | 12 |  | 75 | 200 | 18095.9835 | 1809.5984 | 2985.8373 | 22891.4192 | 58 |  | Potable | 1 | 1 | 1 | 1 | 2011-11-08 15:14 | BAXTER\todd.deboer | 126 | V-123 | FIT-117 | 1CD17-1CD18 | {F733788B-62FB-48E1-B943-74FACDACFEB0}
182 | wMAIN-287 | CD | 2006/2007 GOLF COURSE DEVELOPMENT | 2007 | Cypress Dr | Clearwater Rd | Excelsior Rd | 8.3234 | PVC (C909) | 12 |  | 75 | 200 | 1664.6724 | 166.4672 | 274.6709 | 2105.8105 | 58 |  | Potable | 1 | 1 | 1 | 1 | 2011-11-08 15:14 | BAXTER\todd.deboer | 126 | FIT-118 | V-123 | 1CD16-1CD17 | {1BCB454E-9030-419D-8EF0-11CD5B4FE34A}
183 | wMAIN-288 | JF | LORD OF LIFE LUTHERAN CHURCH SITE IMPROVEMENTS | 2007 | Lord of Life Lutheran Church | None | None | 114.9998 | PVC | 8 |  | 75 | 160 | 18399.9704 | 1839.997 | 3035.9951 | 23275.9625 | 58 | C-900 PVC | Potable | 1 | 1 | 1 | 1 | 2011-11-08 15:14 | BAXTER\todd.deboer |  | FIT-122 | FIT-120 | 1JF50-1JF53 | {3EEBDD41-85C9-44A3-8878-3D2CB07B70C4}
184 | wMAIN-289 | JF | LORD OF LIFE LUTHERAN CHURCH SITE IMPROVEMENTS | 2007 | Lord of Life Lutheran Church | Fairview Rd | None | 177 | PVC | 8 |  | 75 | 160 | 28320.0014 | 2832.0001 | 4672.8002 | 35824.8017 | 58 | C-900 PVC | Potable | 1 | 1 | 1 | 1 | 2011-11-08 15:14 | BAXTER\todd.deboer |  | V-127 | FIT-122 | 1JF49-1JF50 | {389C6687-484F-4909-BE14-EDB0239BEC26}
185 | wMAIN-290 | JF | LORD OF LIFE LUTHERAN CHURCH SITE IMPROVEMENTS | 2007 | Lord of Life Lutheran Church | Fairview Rd | None | 3 | PVC | 8 |  | 75 | 160 | 480.0075 | 48.0007 | 79.2012 | 607.2095 | 58 | C-900 PVC | Potable | 1 | 1 | 1 | 1 | 2011-11-08 15:14 | BAXTER\todd.deboer |  | FIT-123 | V-127 | 1JF48-1JF49 | {E9C458C1-F9D8-4321-85C8-89CD227C85BA}
186 | wMAIN-291 | JF | LORD OF LIFE LUTHERAN CHURCH SITE IMPROVEMENTS | 2007 | Lord of Life Lutheran Church | None | None | 173.7301 | PVC | 3 |  | 75 | 65 | 11292.458 | 1129.2458 | 1863.2556 | 14284.9594 | 58 |  | Potable | 1 | 1 | 1 | 1 | 2011-11-08 15:14 | BAXTER\todd.deboer |  | V-125 |  | 1JF56-BLDG. | {AC7AC916-CAF5-4D04-9677-DA23B8F9B3AB}
187 | wMAIN-292 | JF | LORD OF LIFE LUTHERAN CHURCH SITE IMPROVEMENTS | 2007 | Lord of Life Lutheran Church | None | None | 173 | PVC | 6 |  | 75 | 140 | 24220.0062 | 2422.0006 | 3996.301 | 30638.3078 | 58 | SERVICE LINE | Potable | 1 | 1 | 1 | 1 | 2011-11-08 15:14 | BAXTER\todd.deboer |  | V-124 |  | 1JF54-BLDG. | {EFEAD2D6-98A0-4C82-8D34-2D4FF34F60EB}
188 | wMAIN-293 | JF | LORD OF LIFE LUTHERAN CHURCH SITE IMPROVEMENTS | 2007 | Lord of Life Lutheran Church | None | None | 3.0001 | PVC | 6 |  | 75 | 140 | 420.0197 | 42.002 | 69.3032 | 531.3249 | 58 |  | Potable | 1 | 1 | 1 | 1 | 2011-11-08 15:14 | BAXTER\todd.deboer |  | FIT-120 | V-124 | 1JF53-1JF54 | {2F710EBD-DDFB-4EB4-9631-AFDE5EB2E476}
189 | wMAIN-294 | JF | LORD OF LIFE LUTHERAN CHURCH SITE IMPROVEMENTS | 2007 | Lord of Life Lutheran Church | None | None | 2.9998 | PVC | 4 |  | 75 | 100 | 299.9766 | 29.9977 | 49.4961 | 379.4704 | 58 |  | Potable | 1 | 1 | 1 | 1 | 2011-11-08 15:14 | BAXTER\todd.deboer |  | FIT-121 | V-125 | 1JF55-1JF56 | {AD5B48FD-A4E2-435B-B2B2-8689995E4B8B}
190 | wMAIN-295 | JF | LORD OF LIFE LUTHERAN CHURCH SITE IMPROVEMENTS | 2007 | Lord of Life Lutheran Church | None | None | 0.66684 | PVC | 8 |  | 75 | 160 | 106.6948 | 10.6695 | 17.6046 | 134.9689 | 58 |  | Potable | 1 | 1 | 1 | 1 | 2011-11-08 15:14 | BAXTER\todd.deboer |  | FIT-121 | FIT-119 | 1JF55-1JF57 | {0CF39FA0-0643-4EC9-9A8A-3ADB89009A68}
191 | wMAIN-296 | JF | LORD OF LIFE LUTHERAN CHURCH SITE IMPROVEMENTS | 2007 | Lord of Life Lutheran Church | None | None | 3.3333 | PVC | 8 |  | 75 | 160 | 533.3333 | 53.3333 | 88 | 674.6666 | 58 | C-900 PVC | Potable | 1 | 1 | 1 | 1 | 2011-11-08 15:14 | BAXTER\todd.deboer |  | FIT-120 | FIT-121 | 1JF53-1JF55 | {B324B3D4-28FB-420A-8F4D-CC7C295A309A}
192 | wMAIN-300 | DB | 1993 COUNTRY CLUB ESTATES IMPROVEMENTS | 1993 | Golf Course Dr | Target | Office Max | 10.0002 | PVC | 8 |  | 75 | 160 | 1600.0258 | 160.0026 | 264.0043 | 2024.0326 | 44 |  | Potable | 1 | 1 | 1 | 1 | 2011-11-08 15:14 | BAXTER\todd.deboer | 155 | FIT-1461 | V-471 | 1DB01-1DB12 | {989144B9-EE1F-4BC1-8734-6DDE5E08DE42}
193 | wMAIN-301 | LH | RUSH LAKE PRESERVE | 2007 | Preserve Cir | Rush Lake Ct | Foley Rd | 166.341 | PVC | 6 |  | 75 | 140 | 23287.7349 | 2328.7735 | 3842.4763 | 29458.9847 | 58 |  | Potable | 1 | 1 | 1 | 1 | 2011-11-08 15:14 | BAXTER\todd.deboer | 263 | FIT-130 | FIT-131 | 1LH27-1LH20 | {0DD3F184-5917-4AA0-9034-274A3C6B252E}
194 | wMAIN-304 | LH | RUSH LAKE PRESERVE | 2007 | Preserve Cir | Rush Lake Ct | Foley Rd | 8.4401 | PVC | 6 |  | 75 | 140 | 1181.6206 | 118.1621 | 194.9674 | 1494.7501 | 58 |  | Potable | 1 | 1 | 1 | 1 | 2011-11-08 15:14 | BAXTER\todd.deboer | 263 | V-130 | FIT-130 | 1LH26-1LH27 | {E3671C54-5184-4E21-91C6-A3CF021D2DDD}
195 | wMAIN-305 | LH | RUSH LAKE PRESERVE | 2007 | Preserve Cir | Rush Lake Ct | Foley Rd | 230.0302 | PVC | 6 |  | 75 | 140 | 32204.2341 | 3220.4234 | 5313.6986 | 40738.3561 | 58 |  | Potable | 1 | 1 | 1 | 1 | 2020-10-15 10:48 | BAXTER\tdeboer | 263 | wFIT-127 | wVLV-130 | 1LH23-1LH26 | {11D79015-B414-4877-A85E-D0B340B6A234}
196 | wMAIN-308 | LH | RUSH LAKE PRESERVE | 2007 | Preserve Cir | Rush Lake Ct | Foley Rd | 20.8097 | PVC | 6 |  | 75 | 140 | 2913.3522 | 291.3352 | 480.7031 | 3685.3905 | 58 |  | Potable | 1 | 1 | 1 | 1 | 2011-11-08 15:14 | BAXTER\todd.deboer | 263 | FIT-128 | FIT-127 | 1LH21-1LH23 | {8B32A1EE-D257-4E94-9FFA-F3BE6BA46AFC}
197 | wMAIN-309 | LH | RUSH LAKE PRESERVE | 2007 | Preserve Cir | Rush Lake Ct | Foley Rd | 84.3132 | PVC | 6 |  | 75 | 140 | 11803.8468 | 1180.3847 | 1947.6347 | 14931.8662 | 58 |  | Potable | 1 | 1 | 1 | 1 | 2011-11-08 15:14 | BAXTER\todd.deboer | 263 | FIT-128 | FIT-129 | 1LH21-1LH22 | {C7925776-9CF4-468C-BA64-9B2823211346}
198 | wMAIN-310 | LH | RUSH LAKE PRESERVE | 2007 | Preserve Cir | Rush Lake Ct | Foley Rd | 231.6446 | PVC | 6 |  | 75 | 140 | 32430.241 | 3243.0241 | 5350.9898 | 41024.2548 | 58 |  | Potable | 1 | 1 | 1 | 1 | 2011-11-08 15:14 | BAXTER\todd.deboer | 263 | FIT-131 | FIT-128 | 1LH20-1LH21 | {D94C1F18-1C67-4501-8EED-BD86198FA3EA}
199 | wMAIN-311 | LH | RUSH LAKE PRESERVE | 2007 | Rush Lake Ct | Foley Rd | Preserve Cir | 108.8574 | PVC | 6 |  | 75 | 140 | 15240.0402 | 1524.004 | 2514.6066 | 19278.6509 | 58 |  | Potable | 1 | 1 | 1 | 1 | 2011-11-08 15:14 | BAXTER\todd.deboer | 263 | V-132 | FIT-131 | 1LH17-1LH20 | {007A1CE5-2743-4437-814C-EB901839E60C}
200 | wMAIN-314 | MC | 2006 CLEARWATER ROAD IMPROVEMENTS | 2006 | Clearwater Rd | Memorywood Dr | Lynndale Dr | 656.7396 | PVC (C909) | 12 |  | 75 | 200 | 131347.9132 | 13134.7913 | 21672.4057 | 166155.1102 | 57 |  | Potable | 1 | 1 | 1 | 1 | 2021-03-08 11:22 | BAXTER\tdeboer | 152 | wFIT-145 | wVLV-143 | 1LC03-1MC13 | {4D5CF247-4D98-4F2E-A4B8-6D22D7FA4373}
201 | wMAIN-315 | LB | 2006 CLEARWATER ROAD IMPROVEMENTS | 2006 | Clearwater Rd | Memorywood Dr | Lynndale Dr | 1.0003 | PVC | 8 |  | 75 | 160 | 160.0418 | 16.0042 | 26.4069 | 202.4529 | 57 |  | Potable | 1 | 1 | 1 | 1 | 2011-11-08 15:14 | BAXTER\todd.deboer | 152 | FIT-144 | FIT-136 | 1LB05-1LB06 | {A56941AE-5A80-4ABE-8CD1-9C6277D049E2}
202 | wMAIN-316 | LC | 2006 CLEARWATER ROAD IMPROVEMENTS | 2006 | Clearwater Rd | Memorywood Dr | Lynndale Dr | 60.4508 | PVC | 8 |  | 75 | 160 | 9672.1214 | 967.2121 | 1595.9 | 12235.2336 | 57 |  | Potable | 1 | 1 | 1 | 1 | 2011-11-08 15:14 | BAXTER\todd.deboer | 152 | V-141 | FIT-144 | 1LC04-1LB05 | {5249982A-B225-4318-980E-A5B17544609E}
203 | wMAIN-317 | LC | 2006 CLEARWATER ROAD IMPROVEMENTS | 2006 | Clearwater Rd | Memorywood Dr | None | 2.6575 | PVC | 8 |  | 75 | 160 | 425.1953 | 42.5195 | 70.1572 | 537.8721 | 57 |  | Potable | 1 | 1 | 1 | 1 | 2011-11-08 15:14 | BAXTER\todd.deboer | 152 | FIT-145 | V-141 | 1LC03-1LC04 | {06868DFD-643F-404E-BBFF-2AF865783318}
204 | wMAIN-318 | LC | 2006 CLEARWATER ROAD IMPROVEMENTS | 2006 | Clearwater Rd | Memorywood Dr | Lynndale Dr | 402.8702 | PVC (C909) | 12 |  | 75 | 200 | 80574.0458 | 8057.4046 | 13294.7176 | 101926.168 | 57 |  | Potable | 1 | 1 | 1 | 1 | 2011-11-08 15:14 | BAXTER\todd.deboer | 152 | FIT-143 | FIT-145 | 1LC01-1LC03 | {4CB851D2-1BB5-4D76-82D2-1CC3B8C90582}
205 | wMAIN-321 | LB | 2006 CLEARWATER ROAD IMPROVEMENTS | 2006 | Clearwater Rd | Memorywood Dr | Lynndale Dr | 1 | PVC | 8 |  | 75 | 160 | 160.0038 | 16.0004 | 26.4006 | 202.4048 | 57 |  | Potable | 1 | 1 | 1 | 1 | 2011-11-08 15:14 | BAXTER\todd.deboer | 152 | FIT-142 | FIT-135 | 1LB01-1LB02 | {5C29FCC3-4956-46B0-80B0-10C5A0112762}
206 | wMAIN-322 | LC | 2006 CLEARWATER ROAD IMPROVEMENTS | 2006 | Clearwater Rd | Memorywood Dr | Lynndale Dr | 66.0541 | PVC | 8 |  | 75 | 160 | 10568.6496 | 1056.865 | 1743.8272 | 13369.3418 | 57 |  | Potable | 1 | 1 | 1 | 1 | 2011-11-08 15:14 | BAXTER\todd.deboer | 152 | V-140 | FIT-142 | 1LC02-1LB01 | {4F252D1B-151E-4342-A931-B26AB70F2131}
207 | wMAIN-323 | LC | 2006 CLEARWATER ROAD IMPROVEMENTS | 2006 | Clearwater Rd | Memorywood Dr | None | 2.7848 | PVC | 8 |  | 75 | 160 | 445.5725 | 44.5572 | 73.5195 | 563.6492 | 57 |  | Potable | 1 | 1 | 1 | 1 | 2011-11-08 15:14 | BAXTER\todd.deboer | 152 | FIT-143 | V-140 | 1LC01-1LC02 | {AB3CDBF0-8708-4176-937E-E6E5F3A1CB16}
208 | wMAIN-324 | LC | 2006 CLEARWATER ROAD IMPROVEMENTS | 2006 | Clearwater Rd | Memorywood Dr | Lynndale Dr | 615.3036 | PVC (C909) | 12 |  | 75 | 200 | 123060.7285 | 12306.0729 | 20305.0202 | 155671.8216 | 57 |  | Potable | 1 | 1 | 1 | 1 | 2011-11-08 15:14 | BAXTER\todd.deboer | 152 | V-138 | FIT-143 | 1KC26-1LC01 | {E2347B2A-5CB1-406C-83E3-DF85D4E57C13}
209 | wMAIN-325 | KC | 2006 CLEARWATER ROAD IMPROVEMENTS | 2006 | Clearwater Rd | Clearwater Rd | Kimberlee Dr | 3.3655 | PVC (C909) | 12 |  | 75 | 200 | 673.1019 | 67.3102 | 111.0618 | 851.4738 | 57 |  | Potable | 1 | 1 | 1 | 1 | 2011-11-08 15:14 | BAXTER\todd.deboer | 152 | FIT-141 | V-138 | 1KC25-1KC26 | {5D38C6A7-5585-44CF-B97A-B73328BE60B9}
210 | wMAIN-328 | KC | 2006 CLEARWATER ROAD IMPROVEMENTS | 2006 | Clearwater Rd | Memorywood Dr | Lynndale Dr | 1 | PVC | 8 |  | 75 | 160 | 160.001 | 16.0001 | 26.4002 | 202.4013 | 57 |  | Potable | 1 | 1 | 1 | 1 | 2011-11-08 15:14 | BAXTER\todd.deboer | 152 | FIT-140 | FIT-134 | 1KC28-1KC29 | {9D603DC1-9F57-4DCE-BE31-F253C1C91D34}
211 | wMAIN-329 | KC | 2006 CLEARWATER ROAD IMPROVEMENTS | 2006 | Clearwater Rd | Memorywood Dr | Lynndale Dr | 24.2579 | PVC | 8 |  | 75 | 160 | 3881.2586 | 388.1259 | 640.4077 | 4909.7922 | 57 |  | Potable | 1 | 1 | 1 | 1 | 2011-11-08 15:14 | BAXTER\todd.deboer | 152 | V-137 | FIT-140 | 1KC27-1KC28 | {88321E1C-74C3-437E-B81B-9A3B0A7AC478}
212 | wMAIN-330 | KC | 2006 CLEARWATER ROAD IMPROVEMENTS | 2006 | Clearwater Rd | Memorywood Dr | Lynndale Dr | 4.2228 | PVC | 8 |  | 75 | 160 | 675.6497 | 67.565 | 111.4822 | 854.6969 | 57 |  | Potable | 1 | 1 | 1 | 1 | 2011-11-08 15:14 | BAXTER\todd.deboer | 152 | FIT-141 | V-137 | 1KC25-1KC27 | {33A6A820-878D-41D1-96FB-36210CD091B0}
213 | wMAIN-331 | KC | 2006 CLEARWATER ROAD IMPROVEMENTS | 2006 | Clearwater Rd | Memorywood Dr | Lynndale Dr | 276.299 | PVC (C909) | 12 |  | 75 | 200 | 55259.8044 | 5525.9804 | 9117.8677 | 69903.6525 | 57 |  | Potable | 1 | 1 | 1 | 1 | 2011-11-08 15:14 | BAXTER\todd.deboer | 152 | FIT-139 | FIT-141 | 1KC22-1KC25 | {C66ABD76-BFF0-45A3-B278-EDB6BD7A7C86}
214 | wMAIN-334 | KC | 2006 CLEARWATER ROAD IMPROVEMENTS | 2006 | Clearwater Rd | Memorywood Dr | Lynndale Dr | 183.8999 | PVC (C909) | 12 |  | 75 | 200 | 36779.9878 | 3677.9988 | 6068.698 | 46526.6846 | 57 |  | Potable | 1 | 1 | 1 | 1 | 2011-11-08 15:14 | BAXTER\todd.deboer | 152 | FIT-138 | FIT-139 | 1KC16-1KC22 | {BC8F912E-64FA-4A51-96E2-FA11B4A47F5B}
215 | wMAIN-337 | KC | 2006 CLEARWATER ROAD IMPROVEMENTS | 2006 | Clearwater Rd | Memorywood Dr | Lynndale Dr | 1.0001 | PVC | 8 |  | 75 | 160 | 160.0173 | 16.0017 | 26.4029 | 202.4219 | 57 |  | Potable | 1 | 1 | 1 | 1 | 2011-11-08 15:14 | BAXTER\todd.deboer | 152 | FIT-137 | FIT-132 | 1KC18-1KC19 | {E22C7E67-B48C-4E9F-BF5F-65168618DD7C}
216 | wMAIN-338 | KC | 2006 CLEARWATER ROAD IMPROVEMENTS | 2006 | Clearwater Rd | Memorywood Dr | Lynndale Dr | 25.8569 | PVC | 8 |  | 75 | 160 | 4137.1025 | 413.7103 | 682.6219 | 5233.4347 | 57 |  | Potable | 1 | 1 | 1 | 1 | 2011-11-08 15:14 | BAXTER\todd.deboer | 152 | V-133 | FIT-137 | 1KC17-1KC18 | {59D84EEE-A79C-41C5-8261-E9F0A7C601BE}
217 | wMAIN-339 | KC | 2006 CLEARWATER ROAD IMPROVEMENTS | 2006 | Clearwater Rd | Memorywood Dr | Lynndale Dr | 4.3616 | PVC | 8 |  | 75 | 160 | 697.8561 | 69.7856 | 115.1463 | 882.7879 | 57 |  | Potable | 1 | 1 | 1 | 1 | 2011-11-08 15:14 | BAXTER\todd.deboer | 152 | FIT-138 | V-133 | 1KC16-1KC17 | {0913CA87-4B83-4D85-93E1-2D5D93BA16F9}
218 | wMAIN-340 | KC | 2006 CLEARWATER ROAD IMPROVEMENTS | 2006 | Clearwater Rd | Memorywood Dr | Lynndale Dr | 535.5106 | PVC (C909) | 12 |  | 75 | 200 | 107102.1292 | 10710.2129 | 17671.8513 | 135484.1934 | 57 |  | Potable | 1 | 1 | 1 | 1 | 2011-11-08 15:14 | BAXTER\todd.deboer | 152 | V-161 | FIT-138 | 1KC14-1KC16 | {9D3C349E-D052-46B3-BCD8-E6F6E871E540}
219 | wMAIN-341 | KC | 2006 CLEARWATER ROAD IMPROVEMENTS | 2006 | Clearwater Rd | Memorywood Dr | Lynndale Dr | 3.3957 | PVC (C909) | 12 |  | 75 | 200 | 679.1346 | 67.9135 | 112.0572 | 859.1053 | 57 |  | Potable | 1 | 1 | 1 | 1 | 2011-11-08 15:14 | BAXTER\todd.deboer | 152 | FIT-162 | V-161 | 1KC13-1KC14 | {C31E3A9B-165A-4FCF-91EC-78706883D8B8}
220 | wMAIN-342 | KC | 2006 CLEARWATER ROAD IMPROVEMENTS | 2006 | Lynndale Dr | Clearwater Rd | Kimberlee Dr | 4.7106 | PVC | 8 |  | 75 | 160 | 753.6999 | 75.37 | 124.3605 | 953.4303 | 57 |  | Potable | 1 | 1 | 1 | 1 | 2011-11-08 15:14 | BAXTER\todd.deboer | 152 | FIT-183 | V-158 | 1KC12-1KC11 | {D65ECFF7-7395-4907-ADA3-627210D65A80}
221 | wMAIN-343 | KC | 2006 CLEARWATER ROAD IMPROVEMENTS | 2006 | Clearwater Rd | Lynndale Dr | Kimberlee Dr | 2.7235 | PVC | 10 |  | 75 | 180 | 490.2295 | 49.0229 | 80.8879 | 620.1403 | 57 |  | Potable | 1 | 1 | 1 | 1 | 2011-11-08 15:14 | BAXTER\todd.deboer | 152 | FIT-162 | FIT-183 | 1KC13-1KC12 | {2A5D794B-4FD7-44FD-B4B9-540D76414454}
222 | wMAIN-344 | KB | 2006 CLEARWATER ROAD IMPROVEMENTS | 2006 | Lynndale Dr | Clearwater Rd | Kimberlee Dr | 20.0687 | PVC | 10 |  | 75 | 180 | 3612.3652 | 361.2365 | 596.0403 | 4569.642 | 57 |  | Potable | 1 | 1 | 1 | 1 | 2011-11-08 15:14 | BAXTER\todd.deboer | 152 | FIT-161 | FIT-133 | 1KB01-1KB04 | {E6B9B4B3-913E-44E2-BAEA-033E653BF4EA}
223 | wMAIN-345 | KC | 2006 CLEARWATER ROAD IMPROVEMENTS | 2006 | Clearwater Rd | Clearwater Rd | Kimberlee Dr | 56.3538 | PVC | 10 |  | 75 | 180 | 10143.6881 | 1014.3688 | 1673.7085 | 12831.7655 | 57 |  | Potable | 1 | 1 | 1 | 1 | 2011-11-08 15:14 | BAXTER\todd.deboer | 152 | V-160 | FIT-161 | 1KC15-1KB01 | {1C354557-65D6-4E48-B8B2-8CBAD8A864BA}
224 | wMAIN-346 | KC | 2006 CLEARWATER ROAD IMPROVEMENTS | 2006 | Clearwater Rd | Clearwater Rd | Kimberlee Dr | 2.6217 | PVC | 10 |  | 75 | 180 | 471.906 | 47.1906 | 77.8645 | 596.9611 | 57 |  | Potable | 1 | 1 | 1 | 1 | 2011-11-08 15:14 | BAXTER\todd.deboer | 152 | FIT-162 | V-160 | 1KC13-1KC15 | {4B46F18B-E880-459A-9A86-BC579411A645}
225 | wMAIN-347 | KC | 2006 CLEARWATER ROAD IMPROVEMENTS | 2006 | Clearwater Rd | Lynndale Dr | Kimberlee Dr | 347.1962 | PVC (C909) | 12 |  | 75 | 200 | 69439.245 | 6943.9245 | 11457.4754 | 87840.6449 | 57 |  | Potable | 1 | 1 | 1 | 1 | 2011-11-08 15:14 | BAXTER\todd.deboer | 152 | FIT-166 | FIT-162 | 1JC44-1KC13 | {C4098FB9-BC5E-4426-94CD-69F2E17CC0AF}
226 | wMAIN-350 | MC | 2006 CLEARWATER ROAD IMPROVEMENTS | 2006 | Clearwater Rd | Memorywood Dr | Lynndale Dr | 3.8782 | PVC | 12 |  | 75 | 200 | 775.6411 | 77.5641 | 127.9808 | 981.1859 | 57 |  | Potable | 1 | 1 | 1 | 1 | 2021-03-08 11:22 | BAXTER\tdeboer | 152 | wFIT-1607 | wVLV-143 | 1MC12-1MC13 | {F4C123CD-2D0C-4C75-B3E4-7F4A23B765AF}
227 | wMAIN-351 | MC | 2006 CLEARWATER ROAD IMPROVEMENTS | 2006 | Clearwater Rd | Bellingham Dr | Memorywood Dr | 2.1001 | PVC | 12 |  | 75 | 200 | 420.0275 | 42.0027 | 69.3045 | 531.3347 | 57 | STUB WEST | Potable | 1 | 1 | 1 | 1 | 2011-11-08 15:14 | BAXTER\todd.deboer | 152 | FIT-1608 | FIT-146 | 1MC14-1MC15 | {A2048175-5FDF-4135-A4EB-1067FFF75602}
228 | wMAIN-352 | NJ | DEEP RIDGE, MARICK DEVELOPMENT 1 | 2007 | Savannah Oak Dr | Norway Spruce Dr | Joler Rd | 385.8167 | PVC | 8 |  | 75 | 160 | 61730.6789 | 6173.0679 | 10185.562 | 78089.3088 | 58 |  | Potable | 1 | 1 | 1 | 1 | 2011-11-08 15:14 | BAXTER\todd.deboer | 161 | V-146 | FIT-151 | 1NJ47-1NJ48 | {652A3854-2B84-4AF1-AE3B-7A1EEFFB04F2}
229 | wMAIN-353 | NJ | DEEP RIDGE, MARICK DEVELOPMENT 1 | 2007 | Savannah Oak Dr | Norway Spruce Dr | Joler Rd | 385.9865 | PVC | 8 |  | 75 | 160 | 61757.8472 | 6175.7847 | 10190.0448 | 78123.6767 | 58 |  | Potable | 1 | 1 | 1 | 1 | 2011-11-08 15:14 | BAXTER\todd.deboer | 161 | V-155 | FIT-152 | 1NJ35-1NJ44 | {B44151EB-7B30-4AE2-8180-C4B6A6CB920C}
230 | wMAIN-354 | NJ | DEEP RIDGE, MARICK DEVELOPMENT 1 | 2007 | Norway Spruce Dr | Savannah Oak Dr | Jordan Rd | 188.5877 | PVC | 8 |  | 75 | 160 | 30174.0334 | 3017.4033 | 4978.7155 | 38170.1523 | 58 |  | Potable | 1 | 1 | 1 | 1 | 2011-11-08 15:14 | BAXTER\todd.deboer | 161 | V-156 | FIT-156 | 1NJ09-1NJ34 | {3134720F-9C33-47B2-9E9F-0A8A427D2D14}
231 | wMAIN-355 | DY | MN 371, FRONTAGE ROADS AND WHISPERING WOODS LANE UTILITY IMPROVEMENTS | 2002 | Whispering Woods Ln | Pearl Dr | Dellwood Dr | 208.7107 | PVC | 10 |  | 75 | 180 | 37567.9226 | 3756.7923 | 6198.7072 | 47523.4221 | 53 |  | Potable | 1 | 1 | 1 | 1 | 2011-11-08 15:14 | BAXTER\todd.deboer | 164 | V-1311 | FIT-361 | 1DY13-1DY41 | {3181E26D-A3E8-4790-ADBC-B0BCCFDDDA0A}
232 | wMAIN-356 | DY | MN 371, FRONTAGE ROADS AND WHISPERING WOODS LANE UTILITY IMPROVEMENTS | 2002 | Whispering Woods Ln | Pearl Dr | Dellwood Dr | 4.7598 | PVC | 10 |  | 75 | 180 | 856.766 | 85.6766 | 141.3664 | 1083.8089 | 53 |  | Potable | 1 | 1 | 1 | 1 | 2011-11-08 15:14 | BAXTER\todd.deboer | 164 | FIT-361 | FIT-974 | 1DY41-1DY10 | {B25873FD-87E3-4F9B-9D6A-8812E53EF202}
233 | wMAIN-357 | FW | AUDUBON WAY STREET AND UTILITY IMPROVEMENTS | 2004 | Audubon Way | State Hwy 371 | Holiday Inn Express Hotel & Suites | 208.708 | PVC | 12 |  | 75 | 200 | 41741.5919 | 4174.1592 | 6887.3627 | 52803.1137 | 55 |  | Potable | 1 | 1 | 1 | 1 | 2011-11-08 15:14 | BAXTER\todd.deboer | 118 | FIT-924 | V-1390 | 1FW17-1FW14 | {89ACC14A-0B1C-4829-9F4C-2F54414E9232}
234 | wMAIN-358 | NJ | DEEP RIDGE, MARICK DEVELOPMENT 1 | 2007 | Savannah Oak Dr | Norway Spruce Dr | Joler Rd | 3.0027 | PVC | 8 |  | 75 | 160 | 480.4338 | 48.0434 | 79.2716 | 607.7488 | 58 |  | Potable | 1 | 1 | 1 | 1 | 2011-11-08 15:14 | BAXTER\todd.deboer | 161 | FIT-149 | V-144 | 1NJ52-1NJ55 | {DC21DCD0-4412-4064-B207-10BACB99CB1A}
235 | wMAIN-359 | NJ | DEEP RIDGE, MARICK DEVELOPMENT 1 | 2007 | Norway Spruce Dr | Joler Rd | Savannah Oak Dr | 25.2573 | PVC | 8 |  | 75 | 160 | 4041.1613 | 404.1161 | 666.7916 | 5112.069 | 58 |  | Potable | 1 | 1 | 1 | 1 | 2011-11-08 15:14 | BAXTER\todd.deboer | 161 | V-145 | FIT-155 | 1NJ37-1NJ38 | {8FF40A8E-4FBB-4064-99F7-4CBEA30EFF4B}
236 | wMAIN-364 | NJ | DEEP RIDGE, MARICK DEVELOPMENT 1 | 2007 | Savannah Oak Dr | Norway Spruce Dr | Joler Rd | 5.9963 | PVC | 8 |  | 75 | 160 | 959.412 | 95.9412 | 158.303 | 1213.6562 | 58 |  | Potable | 1 | 1 | 1 | 1 | 2011-11-08 15:14 | BAXTER\todd.deboer | 161 | FIT-152 | V-146 | 1NJ44-1NJ47 | {7C1E645A-ADC6-4B2D-8DF4-C0A8606C983F}
237 | wMAIN-365 | NK | DEEP RIDGE, MARICK DEVELOPMENT 1 | 2007 | Savannah Oak Dr | Norway Spruce Dr | Joler Rd | 6 | PVC | 8 |  | 75 | 160 | 960 | 96 | 158.4 | 1214.4 | 58 | STUB SOUTH | Potable | 1 | 1 | 1 | 1 | 2011-11-08 15:14 | BAXTER\todd.deboer | 161 | FIT-148 | FIT-147 | 1NK04-1NK05 | {D4B93A90-E4E0-48D6-8544-0C89C6DF7812}
238 | wMAIN-367 | NJ | DEEP RIDGE, MARICK DEVELOPMENT 1 | 2007 | Savannah Oak Dr | Norway Spruce Dr | Joler Rd | 485.464 | PVC | 8 |  | 75 | 160 | 77674.2405 | 7767.4241 | 12816.2497 | 98257.9143 | 58 |  | Potable | 1 | 1 | 1 | 1 | 2011-11-08 15:14 | BAXTER\todd.deboer | 161 | V-144 | FIT-148 | 1NJ55-1NK05 | {637280B2-488C-4E3A-BD61-0CCA5C50C874}
239 | wMAIN-370 | NJ | DEEP RIDGE, MARICK DEVELOPMENT 1 | 2007 | Savannah Oak Dr | Norway Spruce Dr | Joler Rd | 498.7532 | PVC | 8 |  | 75 | 160 | 79800.5167 | 7980.0517 | 13167.0853 | 100947.6537 | 58 |  | Potable | 1 | 1 | 1 | 1 | 2011-11-08 15:14 | BAXTER\todd.deboer | 161 | V-154 | FIT-149 | 1NJ36-1NJ52 | {4FC606EA-49B1-4109-9647-FC4E6A63D7FE}
240 | wMAIN-372 | NJ | DEEP RIDGE, MARICK DEVELOPMENT 1 | 2007 | Savannah Oak Dr | Norway Spruce Dr | Joler Rd | 19.9999 | PVC | 8 |  | 75 | 160 | 3199.9846 | 319.9985 | 527.9975 | 4047.9806 | 58 | STUB SOUTH | Potable | 1 | 1 | 1 | 1 | 2011-11-08 15:14 | BAXTER\todd.deboer | 161 | FIT-151 | FIT-150 | 1NJ48-1NJ49 | {C6EB71AC-31D2-4957-9312-81800CA14626}
241 | wMAIN-377 | NJ | DEEP RIDGE, MARICK DEVELOPMENT 1 | 2007 | Norway Spruce Dr | Joler Rd | Savannah Oak Dr | 266.3447 | PVC | 8 |  | 75 | 160 | 42615.1523 | 4261.5152 | 7031.5001 | 53908.1677 | 58 |  | Potable | 1 | 1 | 1 | 1 | 2011-11-08 15:14 | BAXTER\todd.deboer | 161 | FIT-154 | FIT-153 | 1NJ41-1NK01 | {F528CCC6-4552-4E75-969D-5675E6B4E826}
242 | wMAIN-379 | NJ | DEEP RIDGE, MARICK DEVELOPMENT 1 | 2007 | Norway Spruce Dr | Joler Rd | Savannah Oak Dr | 231.569 | PVC | 8 |  | 75 | 160 | 37051.0356 | 3705.1036 | 6113.4209 | 46869.5601 | 58 |  | Potable | 1 | 1 | 1 | 1 | 2011-11-08 15:14 | BAXTER\todd.deboer | 161 | FIT-155 | FIT-154 | 1NJ38-1NJ41 | {DC6EB909-B774-4392-8C9E-14C6299E6CBA}
243 | wMAIN-381 | NJ | DEEP RIDGE, MARICK DEVELOPMENT 1 | 2007 | Norway Spruce Dr | Joler Rd | Savannah Oak Dr | 20.9999 | PVC | 8 |  | 75 | 160 | 3359.9916 | 335.9992 | 554.3986 | 4250.3893 | 58 |  | Potable | 1 | 1 | 1 | 1 | 2011-11-08 15:14 | BAXTER\todd.deboer | 161 | FIT-156 | V-145 | 1NJ34-1NJ37 | {5731A4BF-4E31-4BD9-AAFC-74636EE09D66}
244 | wMAIN-382 | NJ | DEEP RIDGE, MARICK DEVELOPMENT 1 | 2007 | Savannah Oak Dr | Norway Spruce Dr | Joler Rd | 3.4457 | PVC | 8 |  | 75 | 160 | 551.3101 | 55.131 | 90.9662 | 697.4072 | 58 |  | Potable | 1 | 1 | 1 | 1 | 2011-11-08 15:14 | BAXTER\todd.deboer | 161 | FIT-156 | V-154 | 1NJ34-1NJ36 | {658133E5-D35E-45BF-AA6E-6677505F8046}
245 | wMAIN-383 | NJ | DEEP RIDGE, MARICK DEVELOPMENT 1 | 2007 | Savannah Oak Dr | Norway Spruce Dr | Joler Rd | 3.4744 | PVC | 8 |  | 75 | 160 | 555.9095 | 55.5909 | 91.7251 | 703.2255 | 58 |  | Potable | 1 | 1 | 1 | 1 | 2011-11-08 15:14 | BAXTER\todd.deboer | 161 | FIT-156 | V-155 | 1NJ34-1NJ35 | {F83DCF68-21F9-4CF1-B531-BD34EE9D96F2}
246 | wMAIN-386 | NJ | CEDARDALE SOUTH IMPROVEMENTS | 2000 | Norway Spruce Dr | Savannah Oak Dr | Jordan Rd | 3.0099 | PVC | 8 |  | 75 | 160 | 481.5892 | 48.1589 | 79.4622 | 609.2103 | 51 |  | Potable | 1 | 1 | 1 | 1 | 2011-11-08 15:14 | BAXTER\todd.deboer | 144 | FIT-157 | V-156 | 1NJ06-1NJ09 | {9295D378-5CA3-4581-A4DE-AFCF0FB314BF}
247 | wMAIN-387 | DB | 1977 MUNICIPAL SANITARY SEWER AND WATER SYSTEMS CONSTRUCTION | 1977 | Dellwood Dr | Mills Bodyworks | Aldi | 329.0973 | PVC | 10 |  | 75 | 180 | 59237.5201 | 5923.752 | 9774.1908 | 74935.4629 | 28 |  | Potable | 1 | 1 | 1 | 1 | 2011-11-08 15:14 | BAXTER\todd.deboer | 100 | FIT-1021 | FIT-1494 | 1DB33-1DB30 | {8418F0EA-9886-4E06-81B1-7AD42E3C8BD6}
248 | wMAIN-388 | LI | WATER TREATMENT PLANT | 1981 | Highland Scenic Rd | Mountain Ash Dr | None | 70.407 | PVC | 12 |  | 75 | 200 | 14081.3945 | 1408.1394 | 2323.4301 | 17812.964 | 32 |  | Potable | 1 | 1 | 1 | 1 | 2011-11-08 15:14 | BAXTER\todd.deboer | 284 | FIT-856 | V-1494 | - | {20057E59-8151-4235-AC0F-F871B8E6DED2}
249 | wMAIN-390 | AG | HAGLIN OFFICE PARK | 2005 | Brandon Rd | Carlos Rd | Conifer Dr | 104.4163 | PVC | 10 |  | 75 | 180 | 18794.9419 | 1879.4942 | 3101.1654 | 23775.6015 | 56 |  | Potable | 1 | 1 | 1 | 1 | 2011-11-08 15:14 | BAXTER\todd.deboer | 192 | V-293 | FIT-339 | 1AG65-1AG66 | {1FBE8E9C-B22D-4B66-8137-B2B724C9F097}
250 | wMAIN-391 | IC | 2004 INGLEWOOD DRIVE AND CLEARWATER ROAD IMPROVEMENTS | 2004 | Clearwater Ct | Clearwater Rd | None | 470.1446 | PVC | 8 |  | 75 | 160 | 75223.1343 | 7522.3134 | 12411.8172 | 95157.2649 | 55 |  | Potable | 1 | 1 | 1 | 1 | 2011-11-08 15:14 | BAXTER\todd.deboer | 150 | FIT-1820 | FIT-721 | 1IC28-1IC32 | {9A3B3A16-F64C-4F79-9296-EA8742D57067}
251 | wMAIN-393 | HZ | 1997 WOIDA ROAD WATERMAIN IMPROVEMENTS | 1998 | Water Tower | Woida Rd | None | 20.5941 | PVC | 12 |  | 75 | 200 | 4118.8174 | 411.8817 | 679.6049 | 5210.304 | 49 |  | Potable | 1 | 1 | 1 | 1 | 2016-06-08 15:09 | BAXTER\todd.deboer | 305 | wVLV-183 | wFIT-1469 | 1HZ05-1HZ02 | {0C58C907-A8E3-40DF-AEE5-F006512B4525}
252 | wMAIN-394 | HZ | 1997 WOIDA ROAD WATERMAIN IMPROVEMENTS | 1998 | Water Tower | Woida Rd | None | 29.9606 | PVC | 12 |  | 75 | 200 | 5992.1102 | 599.211 | 988.6982 | 7580.0195 | 49 |  | Potable | 1 | 1 | 1 | 1 | 2016-06-08 15:09 | BAXTER\todd.deboer | 305 | TOWER-N | wVLV-183 | WATER TOWER-1HZ05 | {62680B86-FAE5-4BE5-82FD-B3D781282430}
253 | wMAIN-396 | GD | 2004 GRAND OAKS DRIVE IMPROVEMENTS | 2004 | Grand Oaks Dr | Firewood Dr | Grand Oaks Townhomes | 276.1485 | PVC | 8 |  | 75 | 160 | 44183.7679 | 4418.3768 | 7290.3217 | 55892.4663 | 55 |  | Potable | 1 | 1 | 1 | 1 | 2011-11-08 15:14 | BAXTER\todd.deboer | 188 | FIT-699 | FIT-827 | 1GD24-1GD16 | {D59E095A-E7C8-4329-987F-3B847A57B795}
254 | wMAIN-397 | GC | 2004 GRAND OAKS DRIVE IMPROVEMENTS | 2004 | Grand Oaks Dr | Firewood Dr | Grand Oaks Townhomes | 263.5518 | PVC | 8 |  | 75 | 160 | 42168.2866 | 4216.8287 | 6957.7673 | 53342.8826 | 55 |  | Potable | 1 | 1 | 1 | 1 | 2011-11-08 15:14 | BAXTER\todd.deboer | 188 | FIT-825 | FIT-824 | 1GD19-1GC10 | {05D4B648-0116-40FD-B7B4-B2088B1233E6}
255 | wMAIN-398 | GC | 2004 GRAND OAKS DRIVE IMPROVEMENTS | 2004 | Grand Oaks Dr | Firewood Dr | White Oaks Estates | 236.668 | PVC | 8 |  | 75 | 160 | 37866.8879 | 3786.6888 | 6248.0365 | 47901.6132 | 55 |  | Potable | 1 | 1 | 1 | 1 | 2011-11-08 15:14 | BAXTER\todd.deboer | 188 | FIT-824 | FIT-822 | 1GC10-1GC11 | {3A4D3A3C-982E-448B-9F66-26638C9C8882}
256 | wMAIN-399 | GC | 2004 GRAND OAKS DRIVE IMPROVEMENTS | 2004 | Grand Oaks Dr | Clearwater Rd | Grand Oaks Apartments | 351.0655 | PVC | 8 |  | 75 | 160 | 56170.4809 | 5617.0481 | 9268.1293 | 71055.6583 | 55 |  | Potable | 1 | 1 | 1 | 1 | 2011-11-08 15:14 | BAXTER\todd.deboer | 188 | FIT-1943 | FIT-701 | 1GC16-1GC29 | {226A288A-DCA8-4A6E-BF29-CC7283205285}
257 | wMAIN-400 | GC | 2004 GRAND OAKS DRIVE IMPROVEMENTS | 2004 | Grand Oaks Dr | Clearwater Rd | Grand Oaks Apartments | 319.2399 | PVC | 8 |  | 75 | 160 | 51078.3856 | 5107.8386 | 8427.9336 | 64614.1578 | 55 |  | Potable | 1 | 1 | 1 | 1 | 2011-11-08 15:14 | BAXTER\todd.deboer | 188 | FIT-701 | FIT-819 | 1GC29-1GC22 | {38487CDD-0643-493A-85B8-868402FF173D}
258 | wMAIN-401 | GX | THE LODGE AT BRAINERD LAKES, LAKE FOREST ROAD | 2005 | Lake Forest Rd | The Lodge at Brainerd Lakes | Edgewood Dr | 9.708 | PVC | 12 |  | 75 | 200 | 1941.5932 | 194.1593 | 320.3629 | 2456.1154 | 56 |  | Potable | 1 | 1 | 1 | 1 | 2011-11-08 15:14 | BAXTER\todd.deboer |  | FIT-262 | FIT-1813 | 1GX22-1GX14 | {57EF6883-53F5-4B84-8390-F87F8AEDAE6F}
259 | wMAIN-405 | DZ | MENARDS SITE IMPROVEMENTS | 2002 | Menards | Dellwood Dr | None | 421.318 | PVC | 10 |  | 75 | 180 | 75837.247 | 7583.7247 | 12513.1457 | 95934.1174 | 53 |  | Potable | 1 | 1 | 1 | 1 | 2011-11-08 15:14 | BAXTER\todd.deboer | 236 | V-1313 | FIT-1950 | 1DZ14-1DZ38 | {082BB245-1D1B-404B-9539-88791B642239}
260 | wMAIN-406 | GX | 2003 EDGEWOOD DRIVE UTILITY IMPROVEMENTS | 2004 | Lake Forest Rd | Edgewood Dr | State Hwy 371 | 395.1937 | PVC | 12 |  | 75 | 200 | 79038.7392 | 7903.8739 | 13041.392 | 99984.0051 | 55 |  | Potable | 1 | 1 | 1 | 1 | 2011-11-08 15:14 | BAXTER\todd.deboer | 167 | V-1630 | V-1634 | 1GX04-1FW46 | {CE26BED6-FEAA-42A0-962D-8E00E78471D2}
261 | wMAIN-407 | FG | 2000 GLORY ROAD IMPROVEMENTS | 2000 | Glory Rd | Falcon Dr | RiverStone Professional Centre | 1.5085 | PVC | 8 |  | 75 | 160 | 241.36 | 24.136 | 39.8244 | 305.3204 | 51 |  | Potable | 1 | 1 | 1 | 1 | 2011-11-08 15:14 | BAXTER\todd.deboer | 185 | V-352 | FIT-1534 | 1FG07-1FG06 | {572A4B5A-F84B-422E-B7AE-D1D981F0EA36}
262 | wMAIN-409 | GC | FOREST DRIVE AND FOX DRIVE SANITARY SEWER IMPROVEMENTS | 2002 | Fox Rd | Forest Dr | None | 150.5771 | PVC | 8 |  | 75 | 160 | 24092.3336 | 2409.2334 | 3975.235 | 30476.802 | 53 |  | Potable | 1 | 1 | 1 | 1 | 2011-11-08 15:14 | BAXTER\todd.deboer | 180 | V-944 | FIT-1233 | 1FC23-1GC01 | {383A78B8-C044-4851-86FB-51A50D7B1EDF}
263 | wMAIN-410 | FC | 1979 WATER IMPROVEMENTS | 1979 | Fox Rd | Forest Dr | None | 349.3283 | PVC | 8 |  | 75 | 160 | 55892.5201 | 5589.252 | 9222.2658 | 70704.038 | 30 |  | Potable | 1 | 1 | 1 | 1 | 2011-11-08 15:14 | BAXTER\todd.deboer | 101 | V-936 | FIT-1232 | 1FC09-1FC10 | {25D30593-4D74-4126-A3D6-3BFD60E169EB}
264 | wMAIN-412 | FC | 1979 WATER IMPROVEMENTS | 1979 | Forest Dr | Fox Pl | Excelsior Rd | 97.3238 | PVC | 8 |  | 75 | 160 | 15571.8151 | 1557.1815 | 2569.3495 | 19698.3461 | 30 |  | Potable | 1 | 1 | 1 | 1 | 2021-03-12 09:53 | BAXTER\tdeboer | 101 | wVLV-952 | wFIT-1224 | 1FC04-1FC20 | {8C4997DA-B24C-4DBC-964E-A1CF2456639F}
265 | wMAIN-413 | EZ | GRIZZLIES/STRIP MALL | 2004 | Grizzly's Center | None | None | 464.4243 | PVC | 8 |  | 75 | 160 | 74307.8803 | 7430.788 | 12260.8003 | 93999.4686 | 55 |  | Potable | 1 | 1 | 1 | 1 | 2017-07-26 13:48 | BAXTER\Todd.DeBoer |  | wFIT-363 | wFIT-484 | 1EZ18-1EZ52 | {AAF1E6DF-BD93-44F9-A011-ED924F87AE41}
266 | wMAIN-417 | FI | BRAINERD LAKES SURGERY CENTER SITE IMPROVEMENTS | 2004 | Isle Dr | Wal-mart | McDermott Orthodontics | 15.9782 | PVC | 6 |  | 75 | 140 | 2236.9517 | 223.6952 | 369.097 | 2829.7439 | 55 |  | Potable | 1 | 1 | 1 | 1 | 2011-11-08 15:14 | BAXTER\todd.deboer | 134 | FIT-1815 | V-1666 | 1FI01-1FI03 | {08E478DC-619C-4367-9CEC-FAC7C28A0FC1}
267 | wMAIN-418 | FI | BRAINERD LAKES SURGERY CENTER SITE IMPROVEMENTS | 2004 | Isle Dr | Wal-mart | McDermott Orthodontics | 291.5853 | PVC | 6 |  | 75 | 140 | 40821.9361 | 4082.1936 | 6735.6195 | 51639.7491 | 55 |  | Potable | 1 | 1 | 1 | 1 | 2011-11-08 15:14 | BAXTER\todd.deboer | 134 | V-1666 | FIT-709 | 1FI03-1FI04 | {3576A519-78A4-4151-B0CD-0138792D1326}
268 | wMAIN-419 | FF | 1999 FORTHUN ROAD IMPROVEMENTS | 1999 | Isle Dr | Carol Winegar | Forthun Rd | 2.3777 | PVC | 8 |  | 75 | 160 | 380.4378 | 38.0438 | 62.7722 | 481.2538 | 50 |  | Potable | 1 | 1 | 1 | 1 | 2011-11-08 15:14 | BAXTER\todd.deboer | 181 | FIT-1977 | FIT-205 | 1FF08-1FF68 | {C2B0C768-DBF8-4070-AE56-50BEF11A1611}
269 | wMAIN-420 | GC | CLEARWATER APARTMENTS | 2005 | Clearwater Apartments | None | None | 21.0223 | PVC | 4 |  | 75 | 100 | 2102.2311 | 210.2231 | 346.8681 | 2659.3223 | 56 |  | Potable | 1 | 1 | 1 | 1 | 2011-11-08 15:14 | BAXTER\todd.deboer |  | FIT-356 | V-301 | 1GC34-1GC37 | {D9ED5EA2-C8C3-4913-9770-EB53E7170882}
270 | wMAIN-421 | GB | 2004 INGLEWOOD DRIVE AND CLEARWATER ROAD IMPROVEMENTS | 2004 | Clearwater Rd | Grand Oaks Dr | Clearwater Apartments | 515.2688 | PVC | 10 |  | 75 | 180 | 92748.3775 | 9274.8377 | 15303.4823 | 117326.6975 | 55 |  | Potable | 1 | 1 | 1 | 1 | 2011-11-08 15:14 | BAXTER\todd.deboer | 150 | FIT-798 | V-1536 | 1GB11-1GB16 | {345B229A-EC57-41ED-85EE-9FE309A388DF}
271 | wMAIN-422 | DD | 1981 UTILITY IMPROVEMENTS | 1981 | Design Rd | Dellwood Dr | Golf Course Dr | 321.5136 | PVC | 10 |  | 75 | 180 | 57872.4533 | 5787.2453 | 9548.9548 | 73208.6534 | 32 |  | Potable | 1 | 1 | 1 | 1 | 2011-11-08 15:14 | BAXTER\todd.deboer | 102 | FIT-1028 | FIT-1032 | 1DD33-1DD35 | {07A260BB-3E6C-48C8-9623-434D6A80025A}
272 | wMAIN-423 | EA | 2006 KIRKWOOD RESIDENTIAL AREA IMPROVEMENTS | 2006 | Lynwood Dr | Kirkwood Dr | White Pine Dr | 335.0885 | PVC | 8 |  | 75 | 160 | 53614.1605 | 5361.4161 | 8846.3365 | 67821.9131 | 57 |  | Potable | 1 | 1 | 1 | 1 | 2011-11-08 15:14 | BAXTER\todd.deboer | 219 | FIT-303 | V-266 | 1EB50-1EA46 | {DD4CE324-D51C-4F77-99DE-FB1937FBB582}
273 | wMAIN-424 | EB | 2006 KIRKWOOD RESIDENTIAL AREA IMPROVEMENTS | 2006 | White Pine Dr | Lynwood Dr | Clearwater Rd | 20.8736 | PVC | 8 |  | 75 | 160 | 3339.7766 | 333.9777 | 551.0631 | 4224.8174 | 57 |  | Potable | 1 | 1 | 1 | 1 | 2011-11-08 15:14 | BAXTER\todd.deboer | 219 | FIT-290 | V-272 | 1EB41-1EB42 | {E60A287C-31C0-44F9-918B-99D55D9A0929}
274 | wMAIN-425 | EA | 2006 KIRKWOOD RESIDENTIAL AREA IMPROVEMENTS | 2006 | Lynwood Dr | Woida Rd | Kirkwood Dr | 39.0111 | PVC | 8 |  | 75 | 160 | 6241.7776 | 624.1778 | 1029.8933 | 7895.8486 | 57 |  | Potable | 1 | 1 | 1 | 1 | 2011-11-08 15:14 | BAXTER\todd.deboer | 219 | FIT-308 | V-263 | 1EA33-1EA38 | {12BFF174-31AB-45B2-9081-B14E6E3AEA95}
275 | wMAIN-426 | EA | 2006 KIRKWOOD RESIDENTIAL AREA IMPROVEMENTS | 2006 | Lynwood Dr | Woida Rd | Kirkwood Dr | 3.0499 | PVC | 8 |  | 75 | 160 | 487.9859 | 48.7986 | 80.5177 | 617.3022 | 57 |  | Potable | 1 | 1 | 1 | 1 | 2011-11-08 15:14 | BAXTER\todd.deboer | 219 | V-263 | FIT-306 | 1EA38-1EA39 | {02DA14D0-5FB7-4840-A1D9-CF0627B9A6C4}
276 | wMAIN-427 | EA | 2006 KIRKWOOD RESIDENTIAL AREA IMPROVEMENTS | 2006 | Lynwood Dr | Kirkwood Dr | White Pine Dr | 2.8606 | PVC | 8 |  | 75 | 160 | 457.695 | 45.7695 | 75.5197 | 578.9842 | 57 |  | Potable | 1 | 1 | 1 | 1 | 2011-11-08 15:14 | BAXTER\todd.deboer | 219 | FIT-306 | V-262 | 1EA39-1EA40 | {9787C4AB-247D-4697-828C-ED611FE3D566}
277 | wMAIN-428 | EA | 2006 KIRKWOOD RESIDENTIAL AREA IMPROVEMENTS | 2006 | Lynwood Dr | Woida Rd | Kirkwood Dr | 3.1033 | PVC | 8 |  | 75 | 160 | 496.5281 | 49.6528 | 81.9271 | 628.108 | 57 |  | Potable | 1 | 1 | 1 | 1 | 2011-11-08 15:14 | BAXTER\todd.deboer | 219 | FIT-306 | V-261 | 1EA39-1EA41 | {8A2465C2-66E6-42FA-A266-2AFAD56512C9}
278 | wMAIN-431 | EA | 2006 KIRKWOOD RESIDENTIAL AREA IMPROVEMENTS | 2006 | Kirkwood Dr | Lynwood Dr | North Pointe Centre | 150.1079 | PVC | 8 |  | 75 | 160 | 24017.2639 | 2401.7264 | 3962.8485 | 30381.8389 | 57 |  | Potable | 1 | 1 | 1 | 1 | 2011-11-08 15:14 | BAXTER\todd.deboer | 219 | FIT-292 | V-256 | 1EA42-1EA45 | {4B6D4908-B517-4FC8-940D-D0334D7376E0}
279 | wMAIN-432 | EA | 2006 KIRKWOOD RESIDENTIAL AREA IMPROVEMENTS | 2006 | Kirkwood Dr | Lynwood Dr | North Pointe Centre | 260.9503 | PVC | 8 |  | 75 | 160 | 41752.0468 | 4175.2047 | 6889.0877 | 52816.3392 | 57 |  | Potable | 1 | 1 | 1 | 1 | 2011-11-08 15:14 | BAXTER\todd.deboer | 219 | FIT-293 | V-256 | 1EB67-1EA45 | {A421E92F-2871-47EC-88A5-9CEF6D91F19D}
280 | wMAIN-435 | EB | 2006 KIRKWOOD RESIDENTIAL AREA IMPROVEMENTS | 2006 | Kirkwood Dr | Lynwood Dr | North Pointe Centre | 393.1163 | PVC | 8 |  | 75 | 160 | 62898.6001 | 6289.86 | 10378.269 | 79566.7291 | 57 |  | Potable | 1 | 1 | 1 | 1 | 2011-11-08 15:14 | BAXTER\todd.deboer | 219 | FIT-298 | FIT-293 | 1EB60-1EB67 | {3AF9D162-40A9-4D9D-882B-D1D182F447D2}
281 | wMAIN-436 | EB | 2006 KIRKWOOD RESIDENTIAL AREA IMPROVEMENTS | 2006 | Kirkwood Dr | North Pointe Centre | Kirkwood Ln | 99.4654 | PVC | 8 |  | 75 | 160 | 15914.4576 | 1591.4458 | 2625.8855 | 20131.7888 | 57 |  | Potable | 1 | 1 | 1 | 1 | 2011-11-08 15:14 | BAXTER\todd.deboer | 219 | FIT-294 | FIT-298 | 1EB57-1EB60 | {04AB62F0-92B1-43F6-96FD-F6DBC3F4072A}
282 | wMAIN-437 | EB | STRIP MALL SITE IMPROVEMENTS | 2002 | North Pointe Centre | Edgewood Dr | None | 6.9644 | PVC | 6 |  | 75 | 140 | 975.0199 | 97.502 | 160.8783 | 1233.4001 | 53 |  | Potable | 1 | 1 | 1 | 1 | 2012-08-14 10:04 | BAXTER\todd.deboer |  | wFIT-296 | wVLV-251 | 1EB66-1EB65 | {78CD883D-86FB-4119-B39B-DF8836199415}
283 | wMAIN-438 | EB | STRIP MALL SITE IMPROVEMENTS | 2002 | North Pointe Centre | None | None | 360.9154 | PVC | 6 |  | 75 | 140 | 50528.1568 | 5052.8157 | 8337.1459 | 63918.1184 | 53 |  | Potable | 1 | 1 | 1 | 1 | 2012-08-14 10:13 | BAXTER\todd.deboer |  | wVLV-251 | wFIT-297 | 1EB65-1EB62 | {3687EC7F-3361-492D-B07B-504DF53E8AA7}
284 | wMAIN-441 | EB | 2006 KIRKWOOD RESIDENTIAL AREA IMPROVEMENTS | 2006 | North Pointe Centre | None | None | 99.8219 | PVC | 6 |  | 75 | 140 | 13975.0721 | 1397.5072 | 2305.8869 | 17678.4663 | 57 |  | Potable | 1 | 1 | 1 | 1 | 2012-08-14 10:05 | BAXTER\todd.deboer | 219 | wVLV-253 | wFIT-297 | 1EB61-1EB62 | {7F87805F-46F2-4C15-85B6-C2BC29341754}
285 | wMAIN-444 | EB | 2006 KIRKWOOD RESIDENTIAL AREA IMPROVEMENTS | 2006 | Kirkwood Ln | Kirkwood Dr | Best Buy | 89.201 | PVC | 8 |  | 75 | 160 | 14272.1656 | 1427.2166 | 2354.9073 | 18054.2894 | 57 |  | Potable | 1 | 1 | 1 | 1 | 2011-11-08 15:14 | BAXTER\todd.deboer | 219 | FIT-299 | V-248 | 1EB30-1EB55 | {DE3006FC-004E-44E1-BBEA-1C16FFFF17C8}
286 | wMAIN-445 | EB | 2006 KIRKWOOD RESIDENTIAL AREA IMPROVEMENTS | 2006 | Kirkwood Dr | North Pointe Centre | Kirkwood Ln | 2.3689 | PVC | 8 |  | 75 | 160 | 379.0279 | 37.9028 | 62.5396 | 479.4703 | 57 |  | Potable | 1 | 1 | 1 | 1 | 2011-11-08 15:14 | BAXTER\todd.deboer | 219 | FIT-300 | V-250 | 1EB54-1EB56 | {6822C042-0C65-430F-89D0-91F38306F8C7}
287 | wMAIN-446 | EB | 2006 KIRKWOOD RESIDENTIAL AREA IMPROVEMENTS | 2006 | Kirkwood Ln | Kirkwood Dr | Best Buy | 2.7076 | PVC | 8 |  | 75 | 160 | 433.2084 | 43.3208 | 71.4794 | 548.0087 | 57 |  | Potable | 1 | 1 | 1 | 1 | 2011-11-08 15:14 | BAXTER\todd.deboer | 219 | V-248 | FIT-300 | 1EB55-1EB54 | {09F3E545-67DB-41DF-8ABB-2A7A96508FC9}
288 | wMAIN-447 | EB | 2006 KIRKWOOD RESIDENTIAL AREA IMPROVEMENTS | 2006 | Kirkwood Ln | Kirkwood Dr | Best Buy | 2.2794 | PVC | 8 |  | 75 | 160 | 364.7016 | 36.4702 | 60.1758 | 461.3476 | 57 |  | Potable | 1 | 1 | 1 | 1 | 2011-11-08 15:14 | BAXTER\todd.deboer | 219 | V-249 | FIT-300 | 1EB54-1EB53 | {B5BB6265-85BF-4B5E-8731-07A39B48230A}
289 | wMAIN-450 | EB | 2006 KIRKWOOD RESIDENTIAL AREA IMPROVEMENTS | 2006 | White Pine Dr | Lynwood Dr | Clearwater Rd | 8.5868 | PVC | 8 |  | 75 | 160 | 1373.8952 | 137.3895 | 226.6927 | 1737.9774 | 57 |  | Potable | 1 | 1 | 1 | 1 | 2011-11-08 15:14 | BAXTER\todd.deboer | 219 | V-270 | FIT-302 | 1EB43-1EB46 | {364EA192-7016-4315-BE04-B9E0046A9922}
290 | wMAIN-451 | EB | 2006 KIRKWOOD RESIDENTIAL AREA IMPROVEMENTS | 2006 | White Pine Dr | Lynwood Dr | Clearwater Rd | 4.0922 | PVC | 8 |  | 75 | 160 | 654.7466 | 65.4747 | 108.0332 | 828.2544 | 57 |  | Potable | 1 | 1 | 1 | 1 | 2011-11-08 15:14 | BAXTER\todd.deboer | 219 | FIT-301 | V-270 | 1EB46-1EB47 | {7706499E-D57A-47A6-845B-CC8FDA8DEDD0}
291 | wMAIN-452 | EB | 2006 KIRKWOOD RESIDENTIAL AREA IMPROVEMENTS | 2006 | Lynwood Dr | White Pine Dr | Kirkwood Ln | 3.6071 | PVC | 8 |  | 75 | 160 | 577.1298 | 57.713 | 95.2264 | 730.0692 | 57 |  | Potable | 1 | 1 | 1 | 1 | 2011-11-08 15:14 | BAXTER\todd.deboer | 219 | FIT-301 | V-269 | 1EB48-1EB47 | {BF34FC61-0C92-460A-B7AC-7DA010C96759}
292 | wMAIN-453 | EB | 2006 KIRKWOOD RESIDENTIAL AREA IMPROVEMENTS | 2006 | Lynwood Dr | White Pine Dr | Kirkwood Ln | 3.4848 | PVC | 8 |  | 75 | 160 | 557.562 | 55.7562 | 91.9977 | 705.3159 | 57 |  | Potable | 1 | 1 | 1 | 1 | 2011-11-08 15:14 | BAXTER\todd.deboer | 219 | V-268 | FIT-301 | 1EB47-1EB49 | {B2079133-84CC-4EB8-A01B-E874316611BF}
293 | wMAIN-458 | EA | 2006 KIRKWOOD RESIDENTIAL AREA IMPROVEMENTS | 2006 | Lynwood Dr | Kirkwood Dr | White Pine Dr | 8.583 | PVC | 8 |  | 75 | 160 | 1373.2801 | 137.328 | 226.5912 | 1737.1993 | 57 |  | Potable | 1 | 1 | 1 | 1 | 2011-11-08 15:14 | BAXTER\todd.deboer | 219 | V-266 | FIT-304 | 1EA46-1EA47 | {EE518585-7A6B-492D-BE8D-F4D322C8FDAE}
294 | wMAIN-461 | FF | 1977 MUNICIPAL SANITARY SEWER AND WATER SYSTEMS CONSTRUCTION | 1977 | Water Tower | None | None | 2.9999 | DIP | 12 |  | 75 | 200 | 599.9777 | 59.9978 | 98.9963 | 758.9718 | 28 |  | Potable | 1 | 1 | 1 | 1 | 2011-11-08 15:14 | BAXTER\todd.deboer | 100 | FIT-1575 | V-343 | 1FF27-1FF01 | {B93586EE-BC67-4243-8420-02A0F55451B9}
295 | wMAIN-462 | EF | S.P. NO. 1805-58 (T.H. 210) | 1998 | Costco | None | None | 13.0001 | PVC | 12 |  | 75 | 200 | 2600.0275 | 260.0027 | 429.0045 | 3289.0347 | 49 | STUB EAST | Potable | 1 | 1 | 1 | 1 | 2011-11-08 15:14 | BAXTER\todd.deboer | 268 | FIT-1573 | FIT-654 | 1EF01-1EF02 | {A9065A13-380D-43D5-96B5-CE3240B39D62}
296 | wMAIN-463 | FF | S.P. NO. 1805-58 (T.H. 210) | 1998 | Home Depot | None | None | 250.4583 | PVC | 12 |  | 75 | 200 | 50091.661 | 5009.1661 | 8265.1241 | 63365.9512 | 49 |  | Potable | 1 | 1 | 1 | 1 | 2011-11-08 15:14 | BAXTER\todd.deboer | 268 | FIT-1574 | FIT-1320 | 1FF02-1FF50 | {C06D6D8D-C3B8-4467-A381-CA27E3AFC130}
297 | wMAIN-464 | KG | NOVAK ADDITION WATERMAIN EXTENSION | 1983 | Laverne Cirlce and Fairview Road Houses | Fairview Rd | None | 10.5971 | PVC | 8 |  | 75 | 160 | 1695.5308 | 169.5531 | 279.7626 | 2144.8464 | 34 |  | Potable | 1 | 1 | 1 | 1 | 2011-11-08 15:14 | BAXTER\todd.deboer | 250 | FIT-1119 | V-1094 | 1KG16-1KG17 | {CAB26129-01D1-444E-9245-CF98DA8239C3}
298 | wMAIN-465 | FI | BRAINERD LAKES SURGERY CENTER SITE IMPROVEMENTS | 2004 | Isle Dr | Wal-mart | McDermott Orthodontics | 4.4324 | PVC | 6 |  | 75 | 140 | 620.5375 | 62.0538 | 102.3887 | 784.98 | 55 |  | Potable | 1 | 1 | 1 | 1 | 2011-11-08 15:14 | BAXTER\todd.deboer | 134 | FIT-709 | V-1665 | 1FI04-1FI05 | {EAC0DB72-2F21-444A-89EA-131894C82D26}
299 | wMAIN-466 | FI | BRAINERD LAKES SURGERY CENTER SITE IMPROVEMENTS | 2004 | Isle Dr | Wal-mart | McDermott Orthodontics | 65.5532 | PVC | 6 |  | 75 | 140 | 9177.4445 | 917.7445 | 1514.2783 | 11609.4673 | 55 |  | Potable | 1 | 1 | 1 | 1 | 2011-11-08 15:14 | BAXTER\todd.deboer | 134 | FIT-709 |  | 1FI04-1FI10 | {B34A3166-D574-45E8-8719-48BAA997106D}
300 | wMAIN-469 | IA | 2004 INGLEWOOD DRIVE AND CLEARWATER ROAD IMPROVEMENTS | 2004 | Meadow Ct | Inglewood Dr | None | 23.0074 | PVC | 8 |  | 75 | 160 | 3681.1907 | 368.1191 | 607.3965 | 4656.7063 | 55 |  | Potable | 1 | 1 | 1 | 1 | 2011-11-08 15:14 | BAXTER\todd.deboer | 150 | FIT-444 | FIT-778 | 1IA08-1IA07 | {EC19A716-91A7-4058-9309-FE5B20D570ED}
301 | wMAIN-470 | IA | 2004 INGLEWOOD DRIVE AND CLEARWATER ROAD IMPROVEMENTS | 2004 | Meadow Ct | Inglewood Dr | None | 46.7793 | PVC | 8 |  | 75 | 160 | 7484.683 | 748.4683 | 1234.9727 | 9468.124 | 55 |  | Potable | 1 | 1 | 1 | 1 | 2011-11-08 15:14 | BAXTER\todd.deboer | 150 | FIT-779 | FIT-443 | 1IA09-1IA10 | {C97CFE0B-971A-4D49-9071-EC1D0AD156E9}
302 | wMAIN-471 | FF | 1999 FORTHUN ROAD IMPROVEMENTS | 1999 | Home Depot | Forthun Rd | None | 20.493 | PVC | 8 |  | 75 | 160 | 3278.8756 | 327.8876 | 541.0145 | 4147.7776 | 50 | CONNECTED TO EXISTING | Potable | 1 | 1 | 1 | 1 | 2011-11-08 15:14 | BAXTER\todd.deboer | 181 | FIT-1906 | V-478 | 1FF18-1FF17 | {5F34FF44-08F9-422E-BF1D-7549E49E432F}
303 | wMAIN-472 | EB | EXCELSIOR ROAD EXTENSION, JACKSON STREET AND FRONTAGE ROAD IMPROVEMENTS | 1993 | Edgewood Dr | Kirkwood Ln | North Pointe Centre | 3.0233 | PVC | 10 |  | 75 | 180 | 544.1984 | 54.4198 | 89.7927 | 688.411 | 44 |  | Potable | 1 | 1 | 1 | 1 | 2011-11-08 15:14 | BAXTER\todd.deboer | 176 | FIT-1497 | V-445 | 1EB09-1EB15 | {0DF1F0EA-135A-4452-A69C-99FE31669FDD}
304 | wMAIN-473 | FH | 1999 ISLE AND GLORY ROAD IMPROVEMENTS | 1999 | East Perch Lake | Isle Dr | None | 5.964 | PVC | 6 |  | 75 | 140 | 834.9603 | 83.496 | 137.7684 | 1056.2247 | 50 |  | Potable | 1 | 1 | 1 | 1 | 2011-11-08 15:14 | BAXTER\todd.deboer | 181 | FIT-1325 | V-812 | 1FH12-1FH13 | {08685320-E978-48CC-8ABE-D4DB2B69161B}
305 | wMAIN-474 | LF | NOVAK ADDITION WATERMAIN EXTENSION | 1983 | Art Ward Dr | Maplewood Dr | Baxter Lions Rd | 3 | PVC | 8 |  | 75 | 160 | 480.0051 | 48.0005 | 79.2008 | 607.2064 | 34 |  | Potable | 1 | 1 | 1 | 1 | 2011-11-08 15:14 | BAXTER\todd.deboer | 250 | FIT-1954 | FIT-401 | 1LF12-1LF14 | {6C47E53C-08A4-468A-8B69-A76AEEAEE7AB}
306 | wMAIN-478 | LF | NOVAK ADDITION WATERMAIN EXTENSION | 1983 | Art Ward Dr | Maplewood Dr | Baxter Lions Rd | 3.0001 | PVC | 8 |  | 75 | 160 | 480.02 | 48.002 | 79.2033 | 607.2253 | 34 | STUB SOUTH | Potable | 1 | 1 | 1 | 1 | 2011-11-08 15:14 | BAXTER\todd.deboer | 250 | FIT-1954 | FIT-568 | 1LF12-1LF13 | {1076E918-CF72-489C-999B-FF9A7C013D0E}
307 | wMAIN-480 | FE | 1977 MUNICIPAL SANITARY SEWER AND WATER SYSTEMS CONSTRUCTION | 1977 | Foley Rd | State Hwy 210 | Fairview Rd | 4.1779 | DIP | 12 |  | 75 | 200 | 835.5867 | 83.5587 | 137.8718 | 1057.0172 | 28 |  | Potable | 1 | 1 | 1 | 1 | 2021-03-18 13:05 | BAXTER\tdeboer | 100 | wVLV-959 | wFIT-1220 | 1FE16-1FE15 | {9F09B79F-F0D8-4C1F-9B99-FD7BE3C78005}
308 | wMAIN-481 | KG | 1981 UTILITY IMPROVEMENTS | 1981 | Fairview Rd | Art Ward Dr | Kenwood Dr | 3.0001 | PVC | 8 |  | 75 | 160 | 480.0169 | 48.0017 | 79.2028 | 607.2214 | 32 | STUB NORTH | Potable | 1 | 1 | 1 | 1 | 2011-11-08 15:14 | BAXTER\todd.deboer | 102 | FIT-1199 | FIT-574 | 1KG13-1KG14 | {1F0A0E81-A671-479A-829F-53C291BDD5DB}
309 | wMAIN-484 | KG | 1981 UTILITY IMPROVEMENTS | 1981 | Fairview Rd | Art Ward Dr | Kenwood Dr | 8.1874 | PVC | 12 |  | 75 | 200 | 1637.4789 | 163.7479 | 270.184 | 2071.4108 | 32 |  | Potable | 1 | 1 | 1 | 1 | 2011-11-08 15:14 | BAXTER\todd.deboer | 102 | FIT-1199 |  | 1KG13-1KG15 | {DDB196E4-F940-42BE-B5BF-66201902069B}
310 | wMAIN-487 | KG | 1981 UTILITY IMPROVEMENTS | 1981 | Fairview Rd | Art Ward Dr | Kenwood Dr | 423.0839 | PVC | 12 |  | 75 | 200 | 84616.7847 | 8461.6785 | 13961.7695 | 107040.2326 | 32 |  | Potable | 1 | 1 | 1 | 1 | 2011-11-08 15:14 | BAXTER\todd.deboer | 102 | FIT-1119 | FIT-1198 | 1KG16-1KG10 | {741389D4-CEBF-49CF-88E0-BE60FB91EAE5}
311 | wMAIN-488 | KG | 1981 UTILITY IMPROVEMENTS | 1981 | Fairview Rd | Art Ward Dr | Kenwood Dr | 21.1295 | PVC | 12 |  | 75 | 200 | 4225.9068 | 422.5907 | 697.2746 | 5345.7721 | 32 |  | Potable | 1 | 1 | 1 | 1 | 2011-11-08 15:14 | BAXTER\todd.deboer | 102 | FIT-1198 | FIT-1199 | 1KG10-1KG13 | {4BC17500-5B0B-4E8E-8283-F3FFFE7D09BA}
312 | wMAIN-490 | LG | 1981 UTILITY IMPROVEMENTS | 1981 | Fairview Rd | Maplewwod Dr | Art Ward Dr | 536.4604 | PVC | 12 |  | 75 | 200 | 107292.0817 | 10729.2082 | 17703.1935 | 135724.4833 | 32 |  | Potable | 1 | 1 | 1 | 1 | 2011-11-08 15:14 | BAXTER\todd.deboer | 102 | FIT-1197 | FIT-1195 | 1LG01-1LG04 | {76AEA3B8-DA07-465D-B235-68F07FCB5FB5}
313 | wMAIN-492 | LG | 1981 UTILITY IMPROVEMENTS | 1981 | Fairview Rd | Maplewwod Dr | Art Ward Dr | 147.9997 | PVC | 12 |  | 75 | 200 | 29599.9407 | 2959.9941 | 4883.9902 | 37443.925 | 32 |  | Potable | 1 | 1 | 1 | 1 | 2011-11-08 15:14 | BAXTER\todd.deboer | 102 | FIT-1195 | FIT-1193 | 1LG04-1LG07 | {E0CC7BB3-159E-4DAC-B302-0E75D50ABA51}
314 | wMAIN-492 | LG | 1981 UTILITY IMPROVEMENTS | 1981 | Fairview Rd | Maplewood Dr | Art Ward Dr | 7.3011 | PVC | 12 |  | 75 | 200 | 1460.2172 | 146.0217 | 240.9358 | 1847.1747 | 32 |  | Potable | 1 | 1 | 1 | 1 | 2011-11-08 15:14 | BAXTER\todd.deboer | 102 | FIT-1195 | FIT-1193 | 1LG04-1LG07 | {E3E96052-887D-417A-BB23-4CD282C7C2C2}
315 | wMAIN-494 | LG | 1981 UTILITY IMPROVEMENTS | 1981 | Fairview Rd | Maplewood Dr | Art Ward Dr | 2.9999 | PVC | 6 |  | 75 | 140 | 419.9835 | 41.9983 | 69.2973 | 531.2791 | 32 |  | Potable | 1 | 1 | 1 | 1 | 2011-11-08 15:14 | BAXTER\todd.deboer | 102 | FIT-1193 | V-987 | 1LG07-1LG08 | {F103F177-6C83-4901-A061-6DBA43421B3E}
316 | wMAIN-496 | FH | 1999 ISLE AND GLORY ROAD IMPROVEMENTS | 1999 | East Perch Lake | Isle Dr | None | 58.0002 | PVC | 6 |  | 75 | 140 | 8120.0225 | 812.0023 | 1339.8037 | 10271.8285 | 50 |  | Potable | 1 | 1 | 1 | 1 | 2011-11-08 15:14 | BAXTER\todd.deboer | 181 | V-812 | FIT-1757 | 1FH13-1FH32 | {959C5CA1-BD46-48F4-A8E5-F36F55CFB43F}
317 | wMAIN-498 | FF | HOME DEPOT SITE IMPROVEMENTS | 1999 | Home Depot | None | None | 152.5438 | PVC | 8 |  | 75 | 160 | 24407.0067 | 2440.7007 | 4027.1561 | 30874.8634 | 50 |  | Potable | 1 | 1 | 1 | 1 | 2011-11-08 15:14 | BAXTER\todd.deboer |  |  | FIT-1907 | 1FF43-1FF07 | {4A647E08-CE65-4AE7-B848-1B4F79E279D5}
318 | wMAIN-499 | FF | HOME DEPOT SITE IMPROVEMENTS | 1999 | Home Depot | None | None | 5.2512 | PVC | 8 |  | 75 | 160 | 840.1914 | 84.0191 | 138.6316 | 1062.8422 | 50 |  | Potable | 1 | 1 | 1 | 1 | 2011-11-08 15:14 | BAXTER\todd.deboer |  | FIT-1320 | V-823 | 1FF50-1FF49 | {F4A47824-2194-4F8D-A9A9-DE69259CE301}
319 | wMAIN-500 | FF | 1999 FORTHUN ROAD IMPROVEMENTS | 1999 | Forthun Rd | Rose Dr | Grouse Dr | 1.2468 | PVC | 8 |  | 75 | 160 | 199.4824 | 19.9482 | 32.9146 | 252.3452 | 50 |  | Potable | 1 | 1 | 1 | 1 | 2011-11-08 15:14 | BAXTER\todd.deboer | 181 | FIT-1572 | FIT-1918 | 1FF19-1FF22 | {D83B2454-C7FE-472D-BD1F-070E81673EFA}
320 | wMAIN-502 | EB | EXCELSIOR ROAD EXTENSION, JACKSON STREET AND FRONTAGE ROAD IMPROVEMENTS | 1993 | Edgewood Dr | Kirkwood Ln | Best Buy | 3.2836 | PVC | 10 |  | 75 | 180 | 591.0508 | 59.1051 | 97.5234 | 747.6792 | 44 |  | Potable | 1 | 1 | 1 | 1 | 2011-11-08 15:14 | BAXTER\todd.deboer | 176 | V-444 | FIT-1497 | 1EB08-1EB09 | {1BC0FE35-CFA7-4E8F-96F0-AAD5DAF8708A}
321 | wMAIN-503 | EB | EXCELSIOR ROAD EXTENSION, JACKSON STREET AND FRONTAGE ROAD IMPROVEMENTS | 1993 | Kirkwood Ln | Best Buy | Edgewood Dr | 8.2112 | PVC | 8 |  | 75 | 160 | 1313.7923 | 131.3792 | 216.7757 | 1661.9473 | 44 |  | Potable | 1 | 1 | 1 | 1 | 2011-11-08 15:14 | BAXTER\todd.deboer | 176 | FIT-1496 | FIT-291 | 1EB11-1EB14 | {EDED716E-4FF0-4D51-B247-EA0DFD851A93}
322 | wMAIN-504 | EB | EXCELSIOR ROAD EXTENSION, JACKSON STREET AND FRONTAGE ROAD IMPROVEMENTS | 1993 | Kirkwood Ln | Best Buy | Edgewood Dr | 3.4522 | PVC | 8 |  | 75 | 160 | 552.345 | 55.2345 | 91.1369 | 698.7164 | 44 |  | Potable | 1 | 1 | 1 | 1 | 2011-11-08 15:14 | BAXTER\todd.deboer | 176 | FIT-1497 | V-443 | 1EB09-1EB10 | {D29ACC7E-1DBD-4C75-911C-E3A24AB2143D}
323 | wMAIN-505 | EB | EXCELSIOR ROAD EXTENSION, JACKSON STREET AND FRONTAGE ROAD IMPROVEMENTS | 1993 | Kirkwood Ln | Best Buy | Edgewood Dr | 26.4002 | PVC | 8 |  | 75 | 160 | 4224.0325 | 422.4032 | 696.9654 | 5343.4011 | 44 |  | Potable | 1 | 1 | 1 | 1 | 2011-11-08 15:14 | BAXTER\todd.deboer | 176 | V-443 | FIT-1496 | 1EB10-1EB11 | {DD02B243-89C4-4E09-8B2E-EBFAF7159F5B}
324 | wMAIN-506 | FF | 1977 MUNICIPAL SANITARY SEWER AND WATER SYSTEMS CONSTRUCTION | 1977 | Water Tower | None | None | 176.1913 | DIP | 12 |  | 75 | 200 | 35238.2666 | 3523.8267 | 5814.314 | 44576.4073 | 28 |  | Potable | 1 | 1 | 1 | 1 | 2011-11-08 15:14 | BAXTER\todd.deboer | 100 | FIT-1575 |  | 1FF27-1FF32 | {59E3ED33-EBFA-487B-B58C-E372D96BDEAB}
325 | wMAIN-507 | EF | S.P. NO. 1805-58 (T.H. 210) | 1998 | Costco | None | None | 26 | PVC | 12 |  | 75 | 200 | 5200.0088 | 520.0009 | 858.0014 | 6578.0111 | 49 | CONNECTED TO EXISTING | Potable | 1 | 1 | 1 | 1 | 2011-11-08 15:14 | BAXTER\todd.deboer | 268 | FIT-1573 | FIT-206 | 1EF01-1EF03 | {EFD4F0F3-D096-4269-92A0-B9323289F603}
326 | wMAIN-508 | EG | S.P. NO. 1805-58 (T.H. 210) | 1998 | Elder Dr | Glory Rd | None | 71.0746 | PVC | 12 |  | 75 | 200 | 14214.917 | 1421.4917 | 2345.4613 | 17981.87 | 49 |  | Potable | 1 | 1 | 1 | 1 | 2011-11-08 15:14 | BAXTER\todd.deboer | 268 | V-349 | FIT-1919 | 1EG11-1EG12 | {278884AB-7D5E-49AC-AE57-3FD43A31F001}
327 | wMAIN-509 | EG | S.P. NO. 1805-58 (T.H. 210) | 1998 | Elder Dr | Glory Rd | None | 307.1491 | PVC | 12 |  | 75 | 200 | 61429.8246 | 6142.9825 | 10135.9211 | 77708.7282 | 49 |  | Potable | 1 | 1 | 1 | 1 | 2011-11-08 15:14 | BAXTER\todd.deboer | 268 | FIT-195 | FIT-1987 | 1EG44-1EG08 | {BFAFD448-A3DF-4876-852A-70643715AA52}
328 | wMAIN-510 | EG | S.P. NO. 1805-58 (T.H. 210) | 1998 | Elder Dr | Grey Wolf Rd | None | 213.8027 | PVC | 12 |  | 75 | 200 | 42760.5424 | 4276.0542 | 7055.4895 | 54092.0862 | 49 |  | Potable | 1 | 1 | 1 | 1 | 2011-11-08 15:14 | BAXTER\todd.deboer | 268 | FIT-1565 | FIT-195 | 1EG05-1EG44 | {67DB206E-96B0-468E-BCBB-E1B964497E99}
329 | wMAIN-511 | EG | S.P. NO. 1805-58 (T.H. 210) | 1998 | Glory Rd | Elder Dr | Midsota Plastic Surgeons | 1.2835 | PVC | 12 |  | 75 | 200 | 256.6902 | 25.669 | 42.3539 | 324.7131 | 49 |  | Potable | 1 | 1 | 1 | 1 | 2011-11-08 15:14 | BAXTER\todd.deboer | 268 | FIT-1987 | FIT-328 | 1EG08-1EG10 | {2F8A9604-8830-4491-96F4-CEDC9D243415}
330 | wMAIN-512 | EG | S.P. NO. 1805-58 (T.H. 210) | 1998 | Glory Rd | Elder Dr | Midsota Plastic Surgeons | 1.2835 | PVC | 10 |  | 75 | 180 | 231.0279 | 23.1028 | 38.1196 | 292.2503 | 49 |  | Potable | 1 | 1 | 1 | 1 | 2011-11-08 15:14 | BAXTER\todd.deboer | 268 | FIT-328 | V-348 | 1EG10-1EG13 | {CEC7E583-34E7-49F4-B94C-2A3EB98990D6}
331 | wMAIN-513 | EG | S.P. NO. 1805-58 (T.H. 210) | 1998 | Glory Rd | Elder Dr | Midsota Plastic Surgeons | 290.9997 | PVC | 10 |  | 75 | 180 | 52379.9449 | 5237.9945 | 8642.6909 | 66260.6303 | 49 |  | Potable | 1 | 1 | 1 | 1 | 2011-11-08 15:14 | BAXTER\todd.deboer | 268 | FIT-1563 | FIT-1561 | 1EG17-1EG19 | {016FF13A-EDD9-4A78-B2A3-BB1052AEB5BD}
332 | wMAIN-514 | EG | 1999 ISLE DRIVE AND GLORY ROAD IMPROVEMENTS | 1998 | Central Lakes Crossing | Glory Rd | None | 5.5231 | PVC | 6 |  | 75 | 140 | 773.2337 | 77.3234 | 127.5836 | 978.1406 | 49 | HYDRANT LEAD REARRANGED | Potable | 1 | 1 | 1 | 1 | 2011-11-08 15:14 | BAXTER\todd.deboer | 181 | FIT-1561 | V-184 | 1EG19-1EG43 | {A86A9AA3-A392-4391-9AD3-8F6F3F1D95E8}
333 | wMAIN-515 | EG | 1999 ISLE DRIVE AND GLORY ROAD IMPROVEMENTS | 1999 | Central Lakes Crossing | Glory Rd | None | 24.4174 | PVC | 6 |  | 75 | 140 | 3418.4295 | 341.8429 | 564.0409 | 4324.3133 | 50 |  | Potable | 1 | 1 | 1 | 1 | 2011-11-08 15:14 | BAXTER\todd.deboer | 181 | V-184 | FIT-1562 | 1EG43-1EG20 | {5CC5D3BE-3586-44D6-8CAB-F4152DD99790}
334 | wMAIN-516 | EG | S.P. NO. 1805-58 (T.H. 210) | 1998 | Elder Dr | Glory Rd | None | 2.178 | PVC | 10 |  | 75 | 180 | 392.0397 | 39.204 | 64.6866 | 495.9303 | 49 |  | Potable | 1 | 1 | 1 | 1 | 2011-11-08 15:14 | BAXTER\todd.deboer | 268 | FIT-1987 | V-349 | 1EG10-1EG13 | {CF68925A-693A-4584-B60D-174EDA6CD9F9}
335 | wMAIN-517 | EG | S.P. NO. 1805-58 (T.H. 210) | 1998 | Glory Rd | Elder Dr | Midsota Plastic Surgeons | 63.6224 | PVC | 10 |  | 75 | 180 | 11452.0232 | 1145.2023 | 1889.5838 | 14486.8094 | 49 |  | Potable | 1 | 1 | 1 | 1 | 2011-11-08 15:14 | BAXTER\todd.deboer | 268 | V-348 | FIT-1564 | 1EG13-1EG14 | {A8F66EF0-DA00-469A-8264-03CBC04D18E1}
336 | wMAIN-520 | EG | 1999 ISLE DRIVE AND GLORY ROAD IMPROVEMENTS | 1999 | Central Lakes Crossing | Glory Rd | None | 18.019 | PVC | 6 |  | 75 | 140 | 2522.6621 | 252.2662 | 416.2392 | 3191.1675 | 50 | STUB NORTH | Potable | 1 | 1 | 1 | 1 | 2011-11-08 15:14 | BAXTER\todd.deboer | 181 | FIT-1562 | V-38 | 1EG20-1EG23 | {F9CF7F57-BABC-48DA-B350-F99B4726B0FA}
337 | wMAIN-525 | GH | 2000 GLORY ROAD IMPROVEMENTS | 2000 | Glory Rd | Homestead Dr | Falcon Dr | 1.7474 | PVC | 8 |  | 75 | 160 | 279.5799 | 27.958 | 46.1307 | 353.6685 | 51 |  | Potable | 1 | 1 | 1 | 1 | 2011-11-08 15:14 | BAXTER\todd.deboer | 185 | FIT-1530 | FIT-1926 | 1GH03-1GH04 | {7731D336-E857-4838-9480-BF742264C51E}
338 | wMAIN-526 | EF | WATERMAIN EXTENSION FOR NAVILLUS LAND CO. | 1996 | Costco | None | None | 10.4905 | PVC | 12 |  | 75 | 200 | 2098.1008 | 209.8101 | 346.1866 | 2654.0975 | 47 |  | Potable | 1 | 1 | 1 | 1 | 2011-11-08 15:14 | BAXTER\todd.deboer | 287 | FIT-1683 | V-1205 | 1EF05-1EF04 | {77F3ABAC-5541-4011-B29B-19008C58EE8F}
339 | wMAIN-527 | FF | 1977 MUNICIPAL SANITARY SEWER AND WATER SYSTEMS CONSTRUCTION | 1977 | Water Tower | None | None | 6.0013 | DIP | 12 |  | 75 | 200 | 1200.2659 | 120.0266 | 198.0439 | 1518.3363 | 28 |  | Potable | 1 | 1 | 1 | 1 | 2011-11-08 15:14 | BAXTER\todd.deboer | 100 | FIT-1044 | V-1215 | 1FF32-1FF33 | {49653A28-4D65-4A03-9B8A-EC64C92E48A8}
340 | wMAIN-528 | FF | 1977 MUNICIPAL SANITARY SEWER AND WATER SYSTEMS CONSTRUCTION | 1977 | Water Tower | None | None | 10.4998 | PVC | 12 |  | 75 | 200 | 2099.9517 | 209.9952 | 346.492 | 2656.4389 | 28 |  | Potable | 1 | 1 | 1 | 1 | 2011-11-08 15:14 | BAXTER\todd.deboer | 100 | V-321 | FIT-1575 | 1FF28-1FF27 | {B770B727-5681-4052-9E59-2AAA65F55A4D}
341 | wMAIN-529 | FF | 1977 MUNICIPAL SANITARY SEWER AND WATER SYSTEMS CONSTRUCTION | 1977 | Water Tower | None | None | 54.7457 | DIP | 12 |  | 75 | 200 | 10949.1454 | 1094.9145 | 1806.609 | 13850.6689 | 28 |  | Potable | 1 | 1 | 1 | 1 | 2011-11-08 15:14 | BAXTER\todd.deboer | 100 | FIT-1043 | V-321 | 1FF29-1FF28 | {A2177396-EE6E-424E-9958-6867A9F91EDE}
342 | wMAIN-530 | EF | WATERMAIN EXTENSION FOR NAVILLUS LAND CO. | 1996 | Costco | None | None | 14.5665 | PVC | 12 |  | 75 | 200 | 2913.3033 | 291.3303 | 480.695 | 3685.3286 | 47 |  | Potable | 1 | 1 | 1 | 1 | 2011-11-08 15:14 | BAXTER\todd.deboer | 287 | FIT-207 | FIT-1682 | 1EF11-1EF08 | {685545CE-C9B2-4E3C-955D-7D8A495AB140}
343 | wMAIN-531 | EF | WATERMAIN EXTENSION FOR NAVILLUS LAND CO. | 1996 | Costco | None | None | 439.1097 | PVC | 12 |  | 75 | 200 | 87821.9478 | 8782.1948 | 14490.6214 | 111094.764 | 47 |  | Potable | 1 | 1 | 1 | 1 | 2014-01-21 09:15 | BAXTER\todd.deboer | 287 | wFIT-1682 | wFIT-1683 | 1EF08-1EF05 | {437861A0-2D1F-46E0-8D84-DA49E60A4BD5}
344 | wMAIN-532 | EF | WATERMAIN EXTENSION FOR NAVILLUS LAND CO. | 1996 | Costco | None | None | 20.2145 | PVC | 12 |  | 75 | 200 | 4042.898 | 404.2898 | 667.0782 | 5114.2659 | 47 |  | Potable | 1 | 1 | 1 | 1 | 2011-11-08 15:14 | BAXTER\todd.deboer | 287 | V-1205 | FIT-206 | 1EF04-1EF03 | {09B32E74-2EAC-4AC7-A941-94D9EC0F6439}
345 | wMAIN-534 | FF | S.P. NO. 1805-58 (T.H. 210) | 1998 | Home Depot | Elder Dr | Foley Rd | 325.5416 | PVC | 12 |  | 75 | 200 | 65108.3185 | 6510.8319 | 10742.8726 | 82362.0229 | 49 |  | Potable | 1 | 1 | 1 | 1 | 2011-11-08 15:14 | BAXTER\todd.deboer | 268 | FIT-1320 | FIT-1573 | 1FF50-1EF01 | {77C9F687-4B76-4874-A0DE-81501BBD8BDC}
346 | wMAIN-535 | EA | 1997 WIODA ROAD WATERMAIN IMPROVEMENTS | 1998 | Woida Rd | Lynwood Dr | Edgewood Dr | 303.9845 | PVC | 12 |  | 75 | 200 | 60796.9066 | 6079.6907 | 10031.4896 | 76908.0869 | 49 |  | Potable | 1 | 1 | 1 | 1 | 2011-11-08 15:14 | BAXTER\todd.deboer | 305 | FIT-379 | FIT-1483 | 1EA24-1EA02 | {31960B9C-F573-4AEF-BC22-7E3678A329C0}
347 | wMAIN-536 | MG | 1981 UTILITY IMPROVEMENTS | 1981 | Fairview Rd | Maplewwod Dr | Art Ward Dr | 387.5354 | PVC | 12 |  | 75 | 200 | 77507.0872 | 7750.7087 | 12788.6694 | 98046.4653 | 32 |  | Potable | 1 | 1 | 1 | 1 | 2011-11-08 15:14 | BAXTER\todd.deboer | 102 | FIT-1193 | FIT-1670 | 1LG07-1MG08 | {669587FC-08BB-406D-A56D-0BD3D42AB51F}
348 | wMAIN-539 | IB | NORTH WOODS ESTATES OF BAXTER | 2005 | Jewelwood Dr | Atwater Rd | None | 3.664 | PVC | 6 |  | 75 | 140 | 512.9644 | 51.2964 | 84.6391 | 648.9 | 56 |  | Potable | 1 | 1 | 1 | 1 | 2011-11-08 15:14 | BAXTER\todd.deboer | 249 | FIT-1986 | V-1678 | 1IB15-1IB16 | {24035741-54FF-4BAC-BB51-1FE8E20DA15A}
349 | wMAIN-540 | IB | NORTH WOODS ESTATES OF BAXTER | 2005 | Jewelwood Dr | Atwater Rd | None | 3.5831 | PVC | 6 |  | 75 | 140 | 501.633 | 50.1633 | 82.7694 | 634.5657 | 56 |  | Potable | 1 | 1 | 1 | 1 | 2011-11-08 15:14 | BAXTER\todd.deboer | 249 | FIT-1986 | V-1679 | 1IB15-1IB21 | {9E09E460-B97E-4A83-9B4F-6E2C166D6542}
350 | wMAIN-541 | IB | NORTH WOODS ESTATES OF BAXTER | 2005 | Jewelwood Dr | Atwater Rd | None | 44.0678 | PVC | 6 |  | 75 | 140 | 6169.4975 | 616.9497 | 1017.9671 | 7804.4143 | 56 |  | Potable | 1 | 1 | 1 | 1 | 2011-11-08 15:14 | BAXTER\todd.deboer | 249 | V-1679 | FIT-1691 | 1IB21-1IB22 | {C03B33BC-CA69-4498-8A6F-8832405EC6E2}
351 | wMAIN-550 | IB | NORTH WOODS ESTATES OF BAXTER | 2005 | Jewelwood Dr | Atwater Rd | Jewelwood Dr | 286.85 | PVC | 6 |  | 75 | 140 | 40158.9995 | 4015.8999 | 6626.2349 | 50801.1343 | 56 |  | Potable | 1 | 1 | 1 | 1 | 2011-11-08 15:14 | BAXTER\todd.deboer | 249 | FIT-1694 | V-1684 | 1IB31-1IB42 | {760A5DEC-3D5F-4B79-8DB4-25B98859D6FB}
352 | wMAIN-553 | IB | NORTH WOODS ESTATES OF BAXTER | 2005 | Atwater Rd | Jewelwood Dr | None | 41.1329 | PVC | 8 |  | 75 | 160 | 6581.2603 | 658.126 | 1085.9079 | 8325.2942 | 56 |  | Potable | 1 | 1 | 1 | 1 | 2011-11-08 15:14 | BAXTER\todd.deboer | 249 | FIT-1696 | FIT-1989 | 1IB37-1IB43 | {5DF711A2-90C8-4822-869A-5DBD39C62B50}
353 | wMAIN-554 | IB | NORTH WOODS ESTATES OF BAXTER | 2005 | Atwater Rd | Atwater Rd |  | 3.6404 | PVC | 8 |  | 75 | 160 | 582.465 | 58.2465 | 96.1067 | 736.8182 | 56 |  | Potable | 1 | 1 | 1 | 1 | 2011-11-08 15:14 | BAXTER\todd.deboer | 249 | FIT-1989 | FIT-429 | 1IB43-1IB41 | {1653F280-D31D-45CD-B4A9-389471F23A74}
354 | wMAIN-555 | IB | NORTH WOODS ESTATES OF BAXTER | 2005 | Atwater Rd | Atwater Rd | Jewelwood Dr | 75.4845 | PVC | 6 |  | 75 | 140 | 10567.8346 | 1056.7835 | 1743.6927 | 13368.3108 | 56 |  | Potable | 1 | 1 | 1 | 1 | 2011-11-08 15:14 | BAXTER\todd.deboer | 249 | FIT-429 | V-1684 | 1IB41-1IB42 | {CE07823E-D4D0-466D-BFDC-E34DA1DDED3E}
355 | wMAIN-556 | IB | NORTH WOODS ESTATES OF BAXTER | 2005 | Atwater Rd | Jadewood Dr | Atwater Rd | 152.8911 | PVC | 8 |  | 75 | 160 | 24462.5791 | 2446.2579 | 4036.3256 | 30945.1626 | 56 |  | Potable | 1 | 1 | 1 | 1 | 2011-11-08 15:14 | BAXTER\todd.deboer | 249 | FIT-1989 | FIT-1916 | 1IB43-1IB48 | {AF19643F-B4B0-4FAD-A0A1-AE91E3C0FC88}
356 | wMAIN-557 | IB | NORTH WOODS ESTATES OF BAXTER | 2005 | Atwater Rd | Jewelwood Dr | None | 1.9984 | PVC | 8 |  | 75 | 160 | 319.745 | 31.9745 | 52.7579 | 404.4774 | 56 |  | Potable | 1 | 1 | 1 | 1 | 2011-11-08 15:14 | BAXTER\todd.deboer | 249 | FIT-1989 | V-1687 | 1IB43-1IB40 | {54D8769D-C3C2-4E4C-88F5-C0A0BB73CD71}
357 | wMAIN-558 | IB | NORTH WOODS ESTATES OF BAXTER | 2005 | Atwater Rd | Jewelwood Dr | None | 5.3261 | PVC | 8 |  | 75 | 160 | 852.1805 | 85.2181 | 140.6098 | 1078.0084 | 56 |  | Potable | 1 | 1 | 1 | 1 | 2011-11-08 15:14 | BAXTER\todd.deboer | 249 | FIT-1697 | FIT-659 | 1IB44-1IB45 | {4985FE96-D6C8-4704-B5F3-00EA259B53E9}
358 | wMAIN-560 | IB | NORTH WOODS ESTATES OF BAXTER | 2005 | Atwater Rd | Jewelwood Dr | None | 2.9729 | PVC | 6 |  | 75 | 140 | 416.2078 | 41.6208 | 68.6743 | 526.5028 | 56 |  | Potable | 1 | 1 | 1 | 1 | 2011-11-08 15:14 | BAXTER\todd.deboer | 249 |  |  | 1IB46-1IB47 | {EE55810F-D83B-4AA4-A9B7-4BFB16821D42}
359 | wMAIN-563 | IB | NORTH WOODS ESTATES OF BAXTER | 2005 | Jewelwood Dr | Atwater Rd | None | 1.9761 | PVC | 6 |  | 75 | 140 | 276.65 | 27.665 | 45.6472 | 349.9622 | 56 |  | Potable | 1 | 1 | 1 | 1 | 2011-11-08 15:14 | BAXTER\todd.deboer | 249 | FIT-1698 | FIT-1917 | 1IB17-1IB20 | {9CBC15A6-BA6A-4ED3-B8B5-5018ED49FBDB}
360 | wMAIN-565 | IB | 2005 MACDONALD ACRES IMPROVEMENTS | 2005 | Jewelwood Dr | Jadewood Dr | Atwater Rd | 512.0332 | PVC | 8 |  | 75 | 160 | 81925.3174 | 8192.5317 | 13517.6774 | 103635.5266 | 56 |  | Potable | 1 | 1 | 1 | 1 | 2011-11-08 15:14 | BAXTER\todd.deboer | 234 | FIT-1916 | FIT-1699 | 1IB48-1IA21 | {75C96EAE-2F42-4034-8E3F-11A410F84F5A}
361 | wMAIN-566 | IA | 2005 MACDONALD ACRES IMPROVEMENTS | 2005 | Jadewood Dr | Jadewood Dr | Atwater Rd | 38.6741 | PVC | 8 |  | 75 | 160 | 6187.857 | 618.7857 | 1020.9964 | 7827.6391 | 56 |  | Potable | 1 | 1 | 1 | 1 | 2011-11-08 15:14 | BAXTER\todd.deboer | 234 | FIT-1699 | FIT-660 | 1IA21-1IA24 | {2E10E3E5-A98B-47D1-BC9D-70B2B3DB0B9E}
362 | wMAIN-569 | FF | 2005 FORTHUN ROAD UTILITY AND ROADWAY IMPROVEMENTS | 2005 | Forthun Rd | Rose Dr | Grouse Dr | 1.5718 | PVC | 8 |  | 75 | 160 | 251.4886 | 25.1489 | 41.4956 | 318.133 | 56 |  | Potable | 1 | 1 | 1 | 1 | 2011-11-08 15:14 | BAXTER\todd.deboer | 182 | FIT-1918 | V-1692 | 1FF22-1FF67 | {46F12158-B032-4C47-91D4-8F813F1400D5}
363 | wMAIN-570 | FF | 2005 FORTHUN ROAD UTILITY AND ROADWAY IMPROVEMENTS | 2005 | Forthun Rd | Rose Dr | Grouse Dr | 60.0011 | PVC | 8 |  | 75 | 160 | 9600.1749 | 960.0175 | 1584.0289 | 12144.2212 | 56 |  | Potable | 1 | 1 | 1 | 1 | 2011-11-08 15:14 | BAXTER\todd.deboer | 182 | FIT-1700 | FIT-661 | 1FF65-1FF66 | {0DA77153-4E04-4485-AA80-51BE0A21A68E}
364 | wMAIN-571 | GF | 2005 FORTHUN ROAD UTILITY AND ROADWAY IMPROVEMENTS | 2005 | Grouse Dr | Forthun Rd | Midwest Machinery Co | 3.5012 | PVC | 8 |  | 75 | 160 | 560.1998 | 56.02 | 92.433 | 708.6528 | 56 |  | Potable | 1 | 1 | 1 | 1 | 2011-11-08 15:14 | BAXTER\todd.deboer | 182 | FIT-1701 | V-1693 | 1GF17-1GF18 | {70B452E5-59AE-4FD8-A9FA-B57E480540DE}
365 | wMAIN-572 | GF | 2005 FORTHUN ROAD UTILITY AND ROADWAY IMPROVEMENTS | 2005 | Grouse Dr | Forthun Rd | Midwest Machinery Co | 1.5001 | PVC | 8 |  | 75 | 160 | 240.0154 | 24.0015 | 39.6025 | 303.6195 | 56 | STUB SOUTHWEST | Potable | 1 | 1 | 1 | 1 | 2011-11-08 15:14 | BAXTER\todd.deboer | 182 | FIT-1702 | FIT-662 | 1GF19-1GF20 | {C2E65BEF-BC12-469D-AC49-E7F9762669D0}
366 | wMAIN-573 | GF | 2005 FORTHUN ROAD UTILITY AND ROADWAY IMPROVEMENTS | 2005 | Grouse Dr | Forthun Rd | Midwest Machinery Co | 37.5 | PVC | 6 |  | 75 | 140 | 5250.0012 | 525.0001 | 866.2502 | 6641.2515 | 56 |  | Potable | 1 | 1 | 1 | 1 | 2011-11-08 15:14 | BAXTER\todd.deboer | 182 | FIT-1702 | FIT-1703 | 1GF19-1GF21 | {57ABB27D-1B88-442B-9CC2-FDB6D2FBFB61}
367 | wMAIN-574 | GF | 2005 FORTHUN ROAD UTILITY AND ROADWAY IMPROVEMENTS | 2005 | Grouse Dr | Forthun Rd | Midwest Machinery Co | 1.5 | PVC | 6 |  | 75 | 140 | 210.0018 | 21.0002 | 34.6503 | 265.6523 | 56 |  | Potable | 1 | 1 | 1 | 1 | 2011-11-08 15:14 | BAXTER\todd.deboer | 182 | FIT-1703 | FIT-663 | 1GF21-1GF22 | {E5AA5A58-D90B-4BFE-99D1-4C4C690FE2C0}
368 | wMAIN-577 | GF | 2005 FORTHUN ROAD UTILITY AND ROADWAY IMPROVEMENTS | 2005 | Forthun Rd | Rose Dr | Grouse Dr | 67.377 | PVC | 8 |  | 75 | 160 | 10780.3261 | 1078.0326 | 1778.7538 | 13637.1125 | 56 |  | Potable | 1 | 1 | 1 | 1 | 2011-11-08 15:14 | BAXTER\todd.deboer | 182 | FIT-1701 | FIT-1704 | 1GF17-1GF16 | {27F439B2-BD54-4A93-9120-B5DB092FF344}
369 | wMAIN-578 | FF | 2005 FORTHUN ROAD UTILITY AND ROADWAY IMPROVEMENTS | 2005 | Midwest Machinery Co | Forthun Rd | None | 51.242 | PVC | 6 |  | 75 | 140 | 7173.8835 | 717.3884 | 1183.6908 | 9074.9627 | 56 |  | Potable | 1 | 1 | 1 | 1 | 2011-11-08 15:14 | BAXTER\todd.deboer | 182 | FIT-1704 | FIT-1705 | 1GF16-1FF61 | {95DFB24F-86B8-47EB-8DFF-1A970B0D62B4}
370 | wMAIN-579 | FF | 2005 FORTHUN ROAD UTILITY AND ROADWAY IMPROVEMENTS | 2005 | Midwest Machinery Co | Forthun Rd | None | 1.5001 | PVC | 6 |  | 75 | 140 | 210.0073 | 21.0007 | 34.6512 | 265.6592 | 56 |  | Potable | 1 | 1 | 1 | 1 | 2011-11-08 15:14 | BAXTER\todd.deboer | 182 | FIT-1705 | FIT-664 | 1FF61-1FF62 | {89E06C00-F4B0-4F54-B2C1-5C70F6F642C6}
371 | wMAIN-582 | GF | 2005 FORTHUN ROAD UTILITY AND ROADWAY IMPROVEMENTS | 2005 | Forthun Rd | Midwest Machinery Co | Foley Rd | 46.8788 | PVC | 8 |  | 75 | 160 | 7500.603 | 750.0603 | 1237.5995 | 9488.2628 | 56 |  | Potable | 1 | 1 | 1 | 1 | 2011-11-08 15:14 | BAXTER\todd.deboer | 182 | FIT-1704 | FIT-1706 | 1GF16-1GF11 | {61AE4551-CBC1-43C8-B1BA-01921E6B8903}
372 | wMAIN-583 | GF | 2005 FORTHUN ROAD UTILITY AND ROADWAY IMPROVEMENTS | 2005 | Forthun Rd | Midwest Machinery Co | Foley Rd | 20.5263 | PVC | 8 |  | 75 | 160 | 3284.2071 | 328.4207 | 541.8942 | 4154.522 | 56 |  | Potable | 1 | 1 | 1 | 1 | 2011-11-08 15:14 | BAXTER\todd.deboer | 182 | FIT-1706 | FIT-1707 | 1GF11-1GF12 | {AB148AF3-BB01-4B25-A7B8-DEFDF8928410}
373 | wMAIN-584 | GF | 2005 FORTHUN ROAD UTILITY AND ROADWAY IMPROVEMENTS | 2005 | Forthun Rd | Midwest Machinery Co | Foley Rd | 1.501 | PVC | 8 |  | 75 | 160 | 240.1521 | 24.0152 | 39.6251 | 303.7924 | 56 |  | Potable | 1 | 1 | 1 | 1 | 2011-11-08 15:14 | BAXTER\todd.deboer | 182 | FIT-1707 | FIT-665 | 1GF12-1GF13 | {D869BFA2-A2C0-448D-AFB3-ED400147283D}
374 | wMAIN-587 | GF | 2005 FORTHUN ROAD UTILITY AND ROADWAY IMPROVEMENTS | 2005 | Forthun Rd | Midwest Machinery Co | Foley Rd | 263.2809 | PVC | 8 |  | 75 | 160 | 42124.9425 | 4212.4943 | 6950.6155 | 53288.0523 | 56 |  | Potable | 1 | 1 | 1 | 1 | 2011-11-08 15:14 | BAXTER\todd.deboer | 182 | FIT-1706 | V-1697 | 1GF11-1GF10 | {B4FE7C85-A668-4C26-A2B6-4E65D1676BEE}
375 | wMAIN-588 | GF | 2005 FORTHUN ROAD UTILITY AND ROADWAY IMPROVEMENTS | 2005 | Forthun Rd | Midwest Machinery Co | Foley Rd | 5 | PVC | 8 |  | 75 | 160 | 800.0062 | 80.0006 | 132.001 | 1012.0079 | 56 |  | Potable | 1 | 1 | 1 | 1 | 2011-11-08 15:14 | BAXTER\todd.deboer | 182 | V-1697 | FIT-1708 | 1GF10-1GF08 | {253CAD8E-10B1-464A-93BE-F2D6BBAACF28}
376 | wMAIN-589 | GF | 2005 FORTHUN ROAD UTILITY AND ROADWAY IMPROVEMENTS | 2005 | Forthun Rd | Midwest Machinery Co | Foley Rd | 27.0462 | PVC | 12 |  | 75 | 200 | 5409.2345 | 540.9234 | 892.5237 | 6842.6816 | 56 |  | Potable | 1 | 1 | 1 | 1 | 2011-11-08 15:14 | BAXTER\todd.deboer | 182 | FIT-1708 | FIT-666 | 1GF08-1GF09 | {1BA6485C-8A80-4032-9545-1B26651DD9EE}
377 | wMAIN-590 | FF | 2005 FORTHUN ROAD UTILITY AND ROADWAY IMPROVEMENTS | 2005 | Forthun Rd | Midwest Machinery Co | Foley Rd | 52.1178 | PVC | 12 |  | 75 | 200 | 10423.5506 | 1042.3551 | 1719.8858 | 13185.7915 | 56 |  | Potable | 1 | 1 | 1 | 1 | 2011-11-08 15:14 | BAXTER\todd.deboer | 182 | FIT-1709 | FIT-1708 | 1FF58-1GF08 | {97212457-B304-41A9-B215-AAC6E0D60F8E}
378 | wMAIN-595 | FF | NORTHWOODS TURF AND POWER SITE IMPROVEMENTS | 2003 | Water Tower | None | None | 1.3771 | PVC | 6 |  | 75 | 140 | 192.795 | 19.2795 | 31.8112 | 243.8857 | 54 |  | Potable | 1 | 1 | 1 | 1 | 2011-11-08 15:14 | BAXTER\todd.deboer |  |  | V-1700 | 1FF53-1FF54 | {3C8FB59F-E36B-4934-968F-0C24B8B1B8D2}
379 | wMAIN-598 | FF | NORTHWOODS TURF AND POWER SITE IMPROVEMENTS | 2003 | Water Tower | None | None | 3.0491 | PVC | 12 |  | 75 | 200 | 609.8229 | 60.9823 | 100.6208 | 771.4259 | 54 |  | Potable | 1 | 1 | 1 | 1 | 2021-03-18 13:05 | BAXTER\tdeboer |  | wFIT-1711 | wVLV-1702 | 1FF51-1FF52 | {5A9B2C3D-FA7D-42BD-90D9-08560824A8D9}
380 | wMAIN-599 | EG | WALMART SITE IMPROVEMENTS | 2004 | Wal-mart | None | None | 3.9221 | PVC | 12 |  | 75 | 200 | 784.4219 | 78.4422 | 129.4296 | 992.2938 | 55 |  | Potable | 1 | 1 | 1 | 1 | 2011-11-08 15:14 | BAXTER\todd.deboer | 278 | FIT-1919 |  | 1EG12-1EG42 | {6CF27DC3-2289-429C-AC00-BF3B4F140735}
381 | wMAIN-601 | EG | WALMART SITE IMPROVEMENTS | 2004 | Wal-mart | None | None | 36.4007 | PVC | 8 |  | 75 | 160 | 5824.1041 | 582.4104 | 960.9772 | 7367.4917 | 55 |  | Potable | 1 | 1 | 1 | 1 | 2011-11-08 15:14 | BAXTER\todd.deboer | 278 | FIT-1920 |  | 1EG18-1EG35 | {1EA22D7D-1E98-4467-93F5-5B8941FA643D}
382 | wMAIN-602 | EG | WALMART SITE IMPROVEMENTS | 2004 | Wal-mart | None | None | 8.0579 | PVC | 8 |  | 75 | 160 | 1289.2608 | 128.9261 | 212.728 | 1630.915 | 55 |  | Potable | 1 | 1 | 1 | 1 | 2011-11-08 15:14 | BAXTER\todd.deboer | 278 | FIT-432 | V-1711 | 1EG35-1EG35 | {51049F80-21F4-4FC8-9938-866224FD2074}
383 | wMAIN-603 | EG | WALMART SITE IMPROVEMENTS | 2004 | Wal-mart | None | None | 19.0467 | PVC | 8 |  | 75 | 160 | 3047.4719 | 304.7472 | 502.8329 | 3855.052 | 55 |  | Potable | 1 | 1 | 1 | 1 | 2011-11-08 15:14 | BAXTER\todd.deboer | 278 | V-1711 | FIT-1720 | 1EG36-1EG37 | {5E06BF94-50F3-418E-822F-64E5D3C58723}
384 | wMAIN-604 | EG | WALMART SITE IMPROVEMENTS | 2004 | Wal-mart | None | None | 35.9332 | PVC | 8 |  | 75 | 160 | 5749.3146 | 574.9315 | 948.6369 | 7272.883 | 55 | STUB WEST | Potable | 1 | 1 | 1 | 1 | 2011-11-08 15:14 | BAXTER\todd.deboer | 278 | FIT-1720 | FIT-667 | 1EG37-1EG39 | {9C1051B6-265B-40F6-962E-B5344C659227}
385 | wMAIN-605 | EG | WALMART SITE IMPROVEMENTS | 2004 | Wal-mart | None | None | 154.4535 | PVC | 8 |  | 75 | 160 | 24712.5521 | 2471.2552 | 4077.5711 | 31261.3785 | 55 | STUB WEST | Potable | 1 | 1 | 1 | 1 | 2011-11-08 15:14 | BAXTER\todd.deboer | 278 | FIT-1720 | FIT-668 | 1EG37-1EG39 | {45E82C19-7717-4656-979C-D90EF0DD2AAA}
386 | wMAIN-606 | FH | WALMART SITE IMPROVEMENTS | 2004 | Wal-mart | None | None | 1.729 | PVC | 8 |  | 75 | 160 | 276.6478 | 27.6648 | 45.6469 | 349.9595 | 55 |  | Potable | 1 | 1 | 1 | 1 | 2011-11-08 15:14 | BAXTER\todd.deboer | 278 | FIT-1729 | V-1723 | 1FH24-1FH25 | {A0C156EA-3917-4CCA-A0E5-F613560C5733}
387 | wMAIN-608 | FH | WALMART SITE IMPROVEMENTS | 2004 | Wal-mart | None | None | 168.2466 | PVC | 8 |  | 75 | 160 | 26919.4553 | 2691.9455 | 4441.7101 | 34053.1109 | 55 |  | Potable | 1 | 1 | 1 | 1 | 2011-11-08 15:14 | BAXTER\todd.deboer | 278 | FIT-1741 | FIT-1728 | 1FH26-1FH29 | {1027AC6E-9E3E-485F-9ECB-6B9B8723AA3C}
388 | wMAIN-611 | EH | WALMART SITE IMPROVEMENTS | 2004 | Wal-mart | None | None | 141.3601 | PVC | 8 |  | 75 | 160 | 22617.6173 | 2261.7617 | 3731.9069 | 28611.2859 | 55 |  | Potable | 1 | 1 | 1 | 1 | 2011-11-08 15:14 | BAXTER\todd.deboer | 278 | FIT-1728 | FIT-1727 | 1FH29-1EH01 | {3B4DDA09-768E-4A93-9776-6710A4E704A1}
389 | wMAIN-612 | EH | WALMART SITE IMPROVEMENTS | 2004 | Wal-mart | None | None | 9.3321 | PVC | 4 |  | 75 | 100 | 933.2094 | 93.3209 | 153.9795 | 1180.5098 | 55 |  | Potable | 1 | 1 | 1 | 1 | 2011-11-08 15:14 | BAXTER\todd.deboer | 278 | FIT-1727 | V-1720 | 1EH01-1EH02 | {2AD4A933-3A73-4F2E-854C-6D65D8FCBDD6}
390 | wMAIN-613 | EH | WALMART SITE IMPROVEMENTS | 2004 | Wal-mart | None | None | 61.7447 | PVC | 4 |  | 75 | 100 | 6174.4723 | 617.4472 | 1018.7879 | 7810.7074 | 55 |  | Potable | 1 | 1 | 1 | 1 | 2011-11-08 15:14 | BAXTER\todd.deboer | 278 | V-1720 |  | 1EH02-BLDG | {A92C4575-81A0-49C0-BDC9-31AD4283165F}
391 | wMAIN-614 | EH | WALMART SITE IMPROVEMENTS | 2004 | Wal-mart | None | None | 7.2883 | PVC | 8 |  | 75 | 160 | 1166.1307 | 116.6131 | 192.4116 | 1475.1553 | 55 |  | Potable | 1 | 1 | 1 | 1 | 2011-11-08 15:14 | BAXTER\todd.deboer | 278 | FIT-1727 | FIT-1726 | 1EH01-1EH03 | {02C3D9A2-D772-4A4B-B941-94F09648F444}
392 | wMAIN-615 | EH | WALMART SITE IMPROVEMENTS | 2004 | Wal-mart | None | None | 2.6261 | PVC | 8 |  | 75 | 160 | 420.1794 | 42.0179 | 69.3296 | 531.527 | 55 |  | Potable | 1 | 1 | 1 | 1 | 2011-11-08 15:14 | BAXTER\todd.deboer | 278 | FIT-1726 | V-1719 | 1EH03-1EH04 | {8F091A34-8563-4697-84BA-E7544E43CA98}
393 | wMAIN-616 | EH | WALMART SITE IMPROVEMENTS | 2004 | Wal-mart | None | None | 68.8347 | PVC | 8 |  | 75 | 160 | 11013.5549 | 1101.3555 | 1817.2366 | 13932.1469 | 55 |  | Potable | 1 | 1 | 1 | 1 | 2011-11-08 15:14 | BAXTER\todd.deboer | 278 | V-1719 |  | 1EH04-BLDG | {38B4AF5A-D957-4E87-BF3E-460A75B1C4AA}
394 | wMAIN-617 | EH | WALMART SITE IMPROVEMENTS | 2004 | Wal-mart | None | None | 5.7348 | PVC | 8 |  | 75 | 160 | 917.5642 | 91.7564 | 151.3981 | 1160.7187 | 55 |  | Potable | 1 | 1 | 1 | 1 | 2011-11-08 15:14 | BAXTER\todd.deboer | 278 | FIT-1726 | V-1718 | 1EH03-1EH05 | {FA0E4C05-AADC-4CB9-A234-4CDD77784A11}
395 | wMAIN-618 | EH | WALMART SITE IMPROVEMENTS | 2004 | Wal-mart | None | None | 194.4174 | PVC | 8 |  | 75 | 160 | 31106.7855 | 3110.6786 | 5132.6196 | 39350.0837 | 55 |  | Potable | 1 | 1 | 1 | 1 | 2011-11-08 15:14 | BAXTER\todd.deboer | 278 | V-1718 | FIT-1725 | 1EH05-1EH06 | {2CB47737-BD06-40B8-B297-8BF232F7232D}
396 | wMAIN-623 | EH | WALMART SITE IMPROVEMENTS | 2004 | Wal-mart | None | None | 313.7004 | PVC | 8 |  | 75 | 160 | 50192.0614 | 5019.2061 | 8281.6901 | 63492.9576 | 55 |  | Potable | 1 | 1 | 1 | 1 | 2011-11-08 15:14 | BAXTER\todd.deboer | 278 | FIT-1724 | FIT-1723 | 1EH09-1EH12 | {270B3D0C-9037-4518-9F58-8DB2D1A4944E}
397 | wMAIN-626 | EH | WALMART SITE IMPROVEMENTS | 2004 | Wal-mart | None | None | 109.8876 | PVC | 8 |  | 75 | 160 | 17582.0091 | 1758.2009 | 2901.0315 | 22241.2415 | 55 |  | Potable | 1 | 1 | 1 | 1 | 2011-11-08 15:14 | BAXTER\todd.deboer | 278 | FIT-1723 | V-1713 | 1EH12-1EH17 | {F7AB9E7E-6B9E-41CD-BC54-38C5CC2C99C1}
398 | wMAIN-627 | EH | WALMART SITE IMPROVEMENTS | 2004 | Wal-mart | None | None | 2.6471 | PVC | 8 |  | 75 | 160 | 423.5306 | 42.3531 | 69.8825 | 535.7662 | 55 |  | Potable | 1 | 1 | 1 | 1 | 2011-11-08 15:14 | BAXTER\todd.deboer | 278 | V-1713 | FIT-1722 | 1EH17-1EH18 | {18E1707A-F904-48EB-A7CB-E0136CE4422C}
399 | wMAIN-628 | EH | WALMART SITE IMPROVEMENTS | 2004 | Wal-mart | None | None | 108.9872 | PVC | 8 |  | 75 | 160 | 17437.9539 | 1743.7954 | 2877.2624 | 22059.0117 | 55 |  | Potable | 1 | 1 | 1 | 1 | 2011-11-08 15:14 | BAXTER\todd.deboer | 278 | FIT-1722 | V-1714 | 1EH18-1EH16 | {B424972B-6AB1-4997-B754-0732A54B3037}
400 | wMAIN-629 | EH | WALMART SITE IMPROVEMENTS | 2004 | Wal-mart | None | None | 6.2807 | PVC | 8 |  | 75 | 160 | 1004.9162 | 100.4916 | 165.8112 | 1271.219 | 55 | STUB EAST | Potable | 1 | 1 | 1 | 1 | 2011-11-08 15:14 | BAXTER\todd.deboer | 278 | V-1714 | FIT-669 | 1EH16-1EH15 | {1DF8CB56-2F88-474F-A73B-A8C1C11B91A8}
401 | wMAIN-630 | EH | WALMART SITE IMPROVEMENTS | 2004 | Wal-mart | None | None | 3.4153 | PVC | 8 |  | 75 | 160 | 546.4525 | 54.6453 | 90.1647 | 691.2624 | 55 |  | Potable | 1 | 1 | 1 | 1 | 2011-11-08 15:14 | BAXTER\todd.deboer | 278 | FIT-1722 | V-1738 | 1EH18-1EH19 | {242D3F42-78BE-46C8-A07D-E4357C073B8C}
402 | wMAIN-631 | EH | WALMART SITE IMPROVEMENTS | 2004 | Wal-mart | None | None | 267.5389 | PVC | 8 |  | 75 | 160 | 42806.2297 | 4280.623 | 7063.0279 | 54149.8805 | 55 |  | Potable | 1 | 1 | 1 | 1 | 2011-11-08 15:14 | BAXTER\todd.deboer | 278 | V-1738 | FIT-1740 | 1EH19-1EH20 | {30B8A671-680E-48A4-8150-89391FEF7F42}
403 | wMAIN-634 | EH | WALMART SITE IMPROVEMENTS | 2004 | Wal-mart | None | None | 287.8768 | PVC | 8 |  | 75 | 160 | 46060.2936 | 4606.0294 | 7599.9485 | 58266.2715 | 55 |  | Potable | 1 | 1 | 1 | 1 | 2011-11-08 15:14 | BAXTER\todd.deboer | 278 | FIT-1740 | FIT-1721 | 1EH20-1FH21 | {589A4322-B1A3-4D36-B569-18BAB76B7ADA}
404 | wMAIN-637 | FH | WALMART SITE IMPROVEMENTS | 2004 | Wal-mart | None | None | 137.1147 | PVC | 8 |  | 75 | 160 | 21938.3472 | 2193.8347 | 3619.8273 | 27752.0092 | 55 |  | Potable | 1 | 1 | 1 | 1 | 2011-11-08 15:14 | BAXTER\todd.deboer | 278 | FIT-1721 | FIT-1921 | 1FH21-1FH20 | {0DD2AC23-791E-4EAE-ADEB-E52A7248EBD5}
405 | wMAIN-638 | LF | NOVAK ADDITION WATERMAIN EXTENSION | 1983 | Laverne Cir | Art Ward Dr | None | 639.4503 | PVC | 8 |  | 75 | 160 | 102312.0511 | 10231.2051 | 16881.4884 | 129424.7447 | 34 | CLASS 200 | Potable | 1 | 1 | 1 | 1 | 2011-11-08 15:14 | BAXTER\todd.deboer | 250 | FIT-1733 | V-1726 | 1KF31-1LF18 | {1B4DEED5-9962-4876-B19A-B8C09F890F4B}
406 | wMAIN-639 | LF | NOVAK ADDITION WATERMAIN EXTENSION | 1983 | Laverne Cir | Art Ward Dr | None | 14.2644 | PVC | 8 |  | 75 | 160 | 2282.307 | 228.2307 | 376.5807 | 2887.1184 | 34 |  | Potable | 1 | 1 | 1 | 1 | 2011-11-08 15:14 | BAXTER\todd.deboer | 250 | V-1726 | FIT-1732 | 1LF18-1LF17 | {0538E7E3-2DCD-425E-9AFC-9FA0973A17AC}
407 | wMAIN-640 | LF | NOVAK ADDITION WATERMAIN EXTENSION | 1983 | Laverne Cir | Art Ward Dr | None | 6.2241 | PVC | 8 |  | 75 | 160 | 995.8562 | 99.5856 | 164.3163 | 1259.7581 | 34 |  | Potable | 1 | 1 | 1 | 1 | 2011-11-08 15:14 | BAXTER\todd.deboer | 250 | FIT-1732 | FIT-1954 | 1LF17-1LF12 | {C88B1E6A-2E8E-4DBD-8394-430D249FBD17}
408 | wMAIN-641 | KG | 1981 UTILITY IMPROVEMENTS | 1981 | Fairview Rd | Art Ward Dr | Kenwood Dr | 11.7362 | PVC | 12 |  | 75 | 200 | 2347.2447 | 234.7245 | 387.2954 | 2969.2646 | 32 |  | Potable | 1 | 1 | 1 | 1 | 2011-11-08 15:14 | BAXTER\todd.deboer | 102 | V-1728 | FIT-1734 | 1KG15-1KG22 | {B3EC3C05-04BC-4341-8400-9E37BB9E080A}
409 | wMAIN-642 | KG | 2004 ART WARD DRIVE AND LAVERNE CIRCLE UTLITY AND ROADWAY IMPROVEMENTS | 2005 | Art Ward Dr | Baxter Lions Rd | Fairview Rd | 0.28079 | PVC | 8 |  | 75 | 160 | 44.9261 | 4.4926 | 7.4128 | 56.8315 | 56 |  | Potable | 1 | 1 | 1 | 1 | 2011-11-08 15:14 | BAXTER\todd.deboer | 116 | FIT-1734 | V-1727 | 1KG22-1KG23 | {E02374E3-848A-4E7C-9709-7B84C9F0E943}
410 | wMAIN-643 | KF | 2004 ART WARD DRIVE AND LAVERNE CIRCLE UTLITY AND ROADWAY IMPROVEMENTS | 2005 | Laverne Cir | Art Ward Dr | None | 3.5315 | PVC | 8 |  | 75 | 160 | 565.0361 | 56.5036 | 93.231 | 714.7706 | 56 |  | Potable | 1 | 1 | 1 | 1 | 2011-11-08 15:14 | BAXTER\todd.deboer | 116 | FIT-1733 | V-1733 | 1KF31-1KF32 | {E4CBB587-F7ED-4297-AC1F-774024C01846}
411 | wMAIN-644 | KF | 2004 ART WARD DRIVE AND LAVERNE CIRCLE UTLITY AND ROADWAY IMPROVEMENTS | 2005 | Art Ward Drive and Laverne Circle Houses | None | None | 3.2398 | PVC | 8 |  | 75 | 160 | 518.3645 | 51.8365 | 85.5301 | 655.7311 | 56 |  | Potable | 1 | 1 | 1 | 1 | 2011-11-08 15:14 | BAXTER\todd.deboer | 116 | FIT-1738 | FIT-435 | 1KF33-1KF34 | {EE841676-F814-4CCA-9817-096DD88A9B82}
412 | wMAIN-647 | KF | 2004 ART WARD DRIVE AND LAVERNE CIRCLE UTLITY AND ROADWAY IMPROVEMENTS | 2005 | Art Ward Drive and Laverne Circle Houses | None | None | 3.116 | PVC | 6 |  | 75 | 140 | 436.2403 | 43.624 | 71.9797 | 551.844 | 56 |  | Potable | 1 | 1 | 1 | 1 | 2011-11-08 15:14 | BAXTER\todd.deboer | 116 | FIT-1738 |  | 1KF33-1KF37 | {1FCC516F-97DB-4273-90AF-8749899CC774}
413 | wMAIN-648 | KF | 2004 ART WARD DRIVE AND LAVERNE CIRCLE UTLITY AND ROADWAY IMPROVEMENTS | 2005 | Art Ward Drive and Laverne Circle Houses | None | None | 1.5002 | PVC | 6 |  | 75 | 140 | 210.0211 | 21.0021 | 34.6535 | 265.6766 | 56 |  | Potable | 1 | 1 | 1 | 1 | 2011-11-08 15:14 | BAXTER\todd.deboer | 116 | FIT-1739 | FIT-672 | 1KF38-1KF39 | {5AA47E6C-0844-41BC-AE24-09117186E63D}
414 | wMAIN-652 | LG | 2004 ART WARD DRIVE AND LAVERNE CIRCLE UTLITY AND ROADWAY IMPROVEMENTS | 2005 | Baxter Lions Rd | Art Ward Dr | None | 70.8804 | PVC | 8 |  | 75 | 160 | 11340.859 | 1134.0859 | 1871.2417 | 14346.1866 | 56 |  | Potable | 1 | 1 | 1 | 1 | 2018-08-02 09:27 | BAXTER\Todd.DeBoer | 116 | wFIT-1735 | wFIT-1736 | 1LG20-1LG23 | {B2DB87CF-5CAC-4DF6-B794-2312CF966763}
415 | wMAIN-653 | LG | 2004 ART WARD DRIVE AND LAVERNE CIRCLE UTLITY AND ROADWAY IMPROVEMENTS | 2005 | Baxter Lions Rd | Art Ward Dr | None | 2.6725 | PVC | 8 |  | 75 | 160 | 427.5945 | 42.7595 | 70.5531 | 540.9071 | 56 |  | Potable | 1 | 1 | 1 | 1 | 2011-11-08 15:14 | BAXTER\todd.deboer | 116 | FIT-1736 |  | 1LG23-1LG25 | {81DB11F4-0FFE-485E-A062-B397126F6AE2}
416 | wMAIN-654 | LG | 2004 ART WARD DRIVE AND LAVERNE CIRCLE UTLITY AND ROADWAY IMPROVEMENTS | 2005 | Baxter Lions Rd | Art Ward Dr | None | 2.7466 | PVC | 6 |  | 75 | 140 | 384.5208 | 38.4521 | 63.4459 | 486.4188 | 56 |  | Potable | 1 | 1 | 1 | 1 | 2011-11-08 15:14 | BAXTER\todd.deboer | 116 |  | V-1731 | 1LG25-1LG26 | {0A526E9B-E745-4216-8E91-6C7932747A12}
417 | wMAIN-655 | LG | 2004 ART WARD DRIVE AND LAVERNE CIRCLE UTLITY AND ROADWAY IMPROVEMENTS | 2005 | Baxter Lions Rd | Art Ward Dr | None | 385.3297 | PVC | 6 |  | 75 | 140 | 53946.1562 | 5394.6156 | 8901.1158 | 68241.8876 | 56 |  | Potable | 1 | 1 | 1 | 1 | 2011-11-08 15:14 | BAXTER\todd.deboer | 116 | V-1731 | FIT-1737 | 1LG26-1LG27 | {26D9A721-15CD-44C5-8515-20DF4E16A518}
418 | wMAIN-656 | LG | 2004 ART WARD DRIVE AND LAVERNE CIRCLE UTLITY AND ROADWAY IMPROVEMENTS | 2005 | Baxter Lions Rd | Art Ward Dr | None | 1.4999 | PVC | 6 |  | 75 | 140 | 209.9803 | 20.998 | 34.6468 | 265.6251 | 56 |  | Potable | 1 | 1 | 1 | 1 | 2011-11-08 15:14 | BAXTER\todd.deboer | 116 | FIT-1737 | FIT-671 | 1LG27-1LG28 | {CBFF4AA7-30DF-44D2-A62A-4E97297A37E1}
419 | wMAIN-659 | LG | 2004 ART WARD DRIVE AND LAVERNE CIRCLE UTLITY AND ROADWAY IMPROVEMENTS | 2005 | Art Ward Dr | Maplewood Dr | Baxter Lion Rd | 4.161 | PVC | 8 |  | 75 | 160 | 665.7614 | 66.5761 | 109.8506 | 842.1881 | 56 |  | Potable | 1 | 1 | 1 | 1 | 2011-11-08 15:14 | BAXTER\todd.deboer | 116 | FIT-1736 | V-1730 | 1LG23-1LG24 | {3FE8C2B4-76EE-4320-ACE1-7B789EF80083}
420 | wMAIN-660 | LF | 2004 ART WARD DRIVE AND LAVERNE CIRCLE UTLITY AND ROADWAY IMPROVEMENTS | 2005 | Art Ward Dr | Maplewood Dr | Baxter Lions Rd | 501.5076 | PVC | 8 |  | 75 | 160 | 80241.2124 | 8024.1212 | 13239.8 | 101505.1337 | 56 |  | Potable | 1 | 1 | 1 | 1 | 2011-11-08 15:14 | BAXTER\todd.deboer | 116 | V-1730 | FIT-1732 | 1LG24-1LF17 | {9A6B1E62-08BB-4469-AAD8-908DEFE6B9EB}
421 | wMAIN-661 | DH | 2005 HASTINGS ROAD EXTENSION | 2005 | Hastings Rd | Douglas Fir Dr | Evergreen Dr | 586.4796 | PVC | 12 |  | 75 | 200 | 117295.9136 | 11729.5914 | 19353.8257 | 148379.3307 | 56 |  | Potable | 1 | 1 | 1 | 1 | 2011-11-08 15:14 | BAXTER\todd.deboer | 194 | FIT-1925 | FIT-1991 | 1DH37-1DH40 | {86134517-F174-4BAF-AFC9-DB84D7139672}
422 | wMAIN-662 | DH | 2005 HASTINGS ROAD EXTENSION | 2005 | Hastings Rd | Douglas Fir Dr | Evergreen Dr | 1.2636 | PVC | 10 |  | 75 | 180 | 227.4545 | 22.7455 | 37.53 | 287.7299 | 56 |  | Potable | 1 | 1 | 1 | 1 | 2011-11-08 15:14 | BAXTER\todd.deboer | 194 | FIT-1991 |  | 1DH40-1DH46 | {99B9D94E-4909-4015-A6AD-DA51B9240900}
423 | wMAIN-663 | DH | 2005 HASTINGS ROAD EXTENSION | 2005 | Hastings Rd | Douglas Fir Dr | Evergreen Dr | 1.354 | PVC | 8 |  | 75 | 160 | 216.6362 | 21.6636 | 35.745 | 274.0447 | 56 |  | Potable | 1 | 1 | 1 | 1 | 2011-11-08 15:14 | BAXTER\todd.deboer | 194 | FIT-437 | V-1758 | 1DH46-1DH47 | {E9AE86E5-57B8-4CAB-AAF1-FA9EAAB5AA61}
424 | wMAIN-664 | DH | 2005 HASTINGS ROAD EXTENSION | 2005 | Hastings Rd | Douglas Fir Dr | Evergreen Dr | 36.8169 | PVC | 8 |  | 75 | 160 | 5890.7057 | 589.0706 | 971.9664 | 7451.7427 | 56 |  | Potable | 1 | 1 | 1 | 1 | 2011-11-08 15:14 | BAXTER\todd.deboer | 194 | V-1758 | FIT-1753 | 1DH47-1DH48 | {09EA0240-57C8-4D5E-9DA8-65D131DB88BE}
425 | wMAIN-665 | DH | 2005 HASTINGS ROAD EXTENSION | 2005 | Hastings Rd | Douglas Fir Dr | Evergreen Dr | 2.5005 | PVC | 8 |  | 75 | 160 | 400.0765 | 40.0077 | 66.0126 | 506.0968 | 56 | STUB NORTHWEST | Potable | 1 | 1 | 1 | 1 | 2011-11-08 15:14 | BAXTER\todd.deboer | 194 | FIT-1753 | FIT-676 | 1DH48-1DH49 | {E66942FE-4C07-4AA3-AAEC-AE1AB8218898}
426 | wMAIN-668 | DH | 2005 HASTINGS ROAD EXTENSION | 2005 | Hastings Rd | Douglas Fir Dr | Evergreen Dr | 3.6653 | PVC | 10 |  | 75 | 180 | 659.7528 | 65.9753 | 108.8592 | 834.5873 | 56 |  | Potable | 1 | 1 | 1 | 1 | 2011-11-08 15:14 | BAXTER\todd.deboer | 194 | FIT-1991 | V-1759 | 1DH40-1DH41 | {87EB78B8-037B-45C6-92FF-CF4486274C2D}
427 | wMAIN-669 | DH | 2005 HASTINGS ROAD EXTENSION | 2005 | Hastings Rd | Douglas Fir Dr | Evergreen Dr | 90.4946 | PVC | 10 |  | 75 | 180 | 16289.0217 | 1628.9022 | 2687.6886 | 20605.6124 | 56 |  | Potable | 1 | 1 | 1 | 1 | 2011-11-08 15:14 | BAXTER\todd.deboer | 194 | V-1759 | FIT-1754 | 1DH41-1DH42 | {7610C9A6-648F-4219-9B2D-BDDF2D97A853}
428 | wMAIN-670 | DH | 2005 HASTINGS ROAD EXTENSION | 2005 | Hastings Rd | Douglas Fir Dr | Evergreen Dr | 1.5067 | PVC | 10 |  | 75 | 180 | 271.2007 | 27.1201 | 44.7481 | 343.0689 | 56 | STUB SOUTHEAST | Potable | 1 | 1 | 1 | 1 | 2011-11-08 15:14 | BAXTER\todd.deboer | 194 | FIT-1754 | FIT-677 | 1DH42-1DH43 | {04AAFDA4-03E5-4970-A319-347AD70A52F8}
429 | wMAIN-673 | DH | 2005 HASTINGS ROAD EXTENSION | 2005 | Hastings Rd | Douglas Fir Dr | Evergreen Dr | 4.9029 | PVC | 8 |  | 75 | 160 | 784.4583 | 78.4458 | 129.4356 | 992.3397 | 56 |  | Potable | 1 | 1 | 1 | 1 | 2011-11-08 15:14 | BAXTER\todd.deboer | 194 | FIT-1992 | V-1762 | 1DH52-1DH54 | {8741AFF9-ECFB-474E-9DF9-465078DD3105}
430 | wMAIN-674 | DH | 2005 HASTINGS ROAD EXTENSION | 2005 | Hastings Rd | Douglas Fir Dr | Evergreen Dr | 58.2854 | PVC | 8 |  | 75 | 160 | 9325.6601 | 932.566 | 1538.7339 | 11796.96 | 56 |  | Potable | 1 | 1 | 1 | 1 | 2011-11-08 15:14 | BAXTER\todd.deboer | 194 | V-1763 | FIT-679 | 1DH53-1DI06 | {4C1ECB59-CED8-4E01-8024-A95657848757}
431 | wMAIN-675 | DH | 2005 HASTINGS ROAD EXTENSION | 2005 | Hastings Rd | Douglas Fir Dr | Evergreen Dr | 280.1304 | PVC | 12 |  | 75 | 200 | 56026.0795 | 5602.608 | 9244.3031 | 70872.9906 | 56 |  | Potable | 1 | 1 | 1 | 1 | 2013-03-06 14:10 | BAXTER\todd.deboer | 194 | wFIT-1992 | wVLV-1765 | 1DH52-1EH30 | {08498BA5-0680-4470-8425-FD917BAAFBAD}
432 | wMAIN-685 | EH | 2005 HASTINGS ROAD EXTENSION | 2005 | Evergreen Dr | Hastings Rd | Hellekson Law | 353.1685 | PVC | 8 |  | 75 | 160 | 56506.9597 | 5650.696 | 9323.6484 | 71481.3041 | 56 |  | Potable | 1 | 1 | 1 | 1 | 2013-03-06 14:07 | BAXTER\todd.deboer | 194 | wVLV-1764 | wFIT-1756 | 1EH27-1EH24 | {1D086C8A-3C35-4D85-A9E2-BA240ABF71B6}
433 | wMAIN-686 | EH | 2005 HASTINGS ROAD EXTENSION | 2005 | Evergreen Dr | Hastings Rd | Hellekson Law | 11.8013 | PVC | 8 |  | 75 | 160 | 1888.2067 | 188.8207 | 311.5541 | 2388.5815 | 56 | STUB NORTH | Potable | 1 | 1 | 1 | 1 | 2011-11-08 15:14 | BAXTER\todd.deboer | 194 | FIT-1756 | FIT-682 | 1EH24-1EH23 | {7404F4E6-DF14-4D30-B0B2-D419D80F4401}
434 | wMAIN-689 | FI | 2005 EAST PERCH LAKE IMPROVEMENTS | 2005 | Isle Dr | Wal-mart | McDermott Orthodontics | 3.3466 | PVC | 6 |  | 75 | 140 | 468.5189 | 46.8519 | 77.3056 | 592.6764 | 56 |  | Potable | 1 | 1 | 1 | 1 | 2011-11-08 15:15 | BAXTER\todd.deboer | 166 | V-1775 | FIT-1760 | 1FI10-1FI06 | {C21C748B-6278-4E7A-B5B1-632585884CB5}
435 | wMAIN-690 | FH | 2005 EAST PERCH LAKE IMPROVEMENTS | 2005 | East Perch Lake | None | None | 182.3397 | PVC | 6 |  | 75 | 140 | 25527.5619 | 2552.7562 | 4212.0477 | 32292.3658 | 56 |  | Potable | 1 | 1 | 1 | 1 | 2011-11-08 15:15 | BAXTER\todd.deboer | 166 | FIT-1757 | FIT-1758 | 1FH32-1FH33 | {82A5C1D3-D4FB-45FA-8776-39EB99532A51}
436 | wMAIN-691 | FH | 2005 EAST PERCH LAKE IMPROVEMENTS | 2005 | East Perch Lake | None | None | 2.0102 | PVC | 6 |  | 75 | 140 | 281.4298 | 28.143 | 46.4359 | 356.0087 | 56 |  | Potable | 1 | 1 | 1 | 1 | 2011-11-08 15:15 | BAXTER\todd.deboer | 166 | FIT-1758 | FIT-683 | 1FH33-1FH34 | {7D2A6D9C-6BBF-4FA8-813B-BD0E80B3057B}
437 | wMAIN-694 | FH | 2005 EAST PERCH LAKE IMPROVEMENTS | 2005 | East Perch Lake | None | None | 332.0419 | PVC | 12 |  | 75 | 200 | 66408.3709 | 6640.8371 | 10957.3812 | 84006.5892 | 56 |  | Potable | 1 | 1 | 1 | 1 | 2011-11-08 15:15 | BAXTER\todd.deboer | 166 | FIT-1757 | FIT-1994 | 1FH32-1FH37 | {D3823B4D-8A1F-4AAE-A26A-2B6B3A20739A}
438 | wMAIN-695 | FH | 2005 EAST PERCH LAKE IMPROVEMENTS | 2005 | East Perch Lake | None | None | 22.8403 | PVC | 8 |  | 75 | 160 | 3654.4487 | 365.4449 | 602.984 | 4622.8776 | 56 | STUB NORTH | Potable | 1 | 1 | 1 | 1 | 2011-11-08 15:15 | BAXTER\todd.deboer | 166 | FIT-1994 | FIT-684 | 1FH37-1FH38 | {6CE2E990-4086-4092-B7AC-58AD8E3D3575}
439 | wMAIN-696 | FH | 2005 EAST PERCH LAKE IMPROVEMENTS | 2005 | East Perch Lake | None | None | 42.4956 | PVC | 8 |  | 75 | 160 | 6799.3018 | 679.9302 | 1121.8848 | 8601.1168 | 56 | STUB SOUTH | Potable | 1 | 1 | 1 | 1 | 2011-11-08 15:15 | BAXTER\todd.deboer | 166 | FIT-1994 | FIT-685 | 1FH37-1FH39 | {3463B3A6-73EE-4009-AC1D-9EEE3287A866}
440 | wMAIN-697 | FH | 2005 EAST PERCH LAKE IMPROVEMENTS | 2005 | East Perch Lake | Falcon Dr | None | 357.6237 | PVC | 12 |  | 75 | 200 | 71524.7364 | 7152.4736 | 11801.5815 | 90478.7916 | 56 |  | Potable | 1 | 1 | 1 | 1 | 2011-11-08 15:15 | BAXTER\todd.deboer | 166 | FIT-1994 | V-1771 | 1FH37-1FH40 | {92454F4F-CF53-488C-A998-20090CA54B05}
441 | wMAIN-698 | FH | 2005 EAST PERCH LAKE IMPROVEMENTS | 2005 | East Perch Lake | Falcon Dr | None | 3.5359 | PVC | 12 |  | 75 | 200 | 707.1859 | 70.7186 | 116.6857 | 894.5901 | 56 |  | Potable | 1 | 1 | 1 | 1 | 2011-11-08 15:15 | BAXTER\todd.deboer | 166 | V-1771 | FIT-1995 | 1FH40-1FH41 | {E330A8E1-BB59-4605-8BD8-362B497741E9}
442 | wMAIN-699 | FH | 2005 EAST PERCH LAKE IMPROVEMENTS | 2005 | East Perch Lake | Falcon Dr | None | 4.2893 | PVC | 12 |  | 75 | 200 | 857.8559 | 85.7856 | 141.5462 | 1085.1878 | 56 |  | Potable | 1 | 1 | 1 | 1 | 2011-11-08 15:15 | BAXTER\todd.deboer | 166 | FIT-1995 | FIT-440 | 1FH41-1FH48 | {60F82D2A-7D82-41AE-ABF4-760597049B9B}
443 | wMAIN-700 | FH | 2005 EAST PERCH LAKE IMPROVEMENTS | 2005 | East Perch Lake | Falcon Dr | None | 44.3033 | PVC | 8 |  | 75 | 160 | 7088.5342 | 708.8534 | 1169.6081 | 8966.9957 | 56 |  | Potable | 1 | 1 | 1 | 1 | 2011-11-08 15:15 | BAXTER\todd.deboer | 166 | FIT-440 | FIT-686 | 1FH48-1FH49 | {413CDC99-0DF5-47A3-823D-6FA0B73BC015}
444 | wMAIN-701 | FH | 2005 EAST PERCH LAKE IMPROVEMENTS | 2005 | Falcon Dr | East Perch Lake | Glory Rd | 2.2388 | PVC | 12 |  | 75 | 200 | 447.7595 | 44.776 | 73.8803 | 566.4158 | 56 |  | Potable | 1 | 1 | 1 | 1 | 2011-11-08 15:15 | BAXTER\todd.deboer | 166 | FIT-1995 | FIT-439 | 1FH41-1FH42 | {F380214D-28FF-49CE-AEFC-A0E5322D4005}
445 | wMAIN-702 | FH | 2005 EAST PERCH LAKE IMPROVEMENTS | 2005 | Falcon Dr | East Perch Lake | Glory Rd | 2.2392 | PVC | 8 |  | 75 | 160 | 358.2713 | 35.8271 | 59.1148 | 453.2132 | 56 |  | Potable | 1 | 1 | 1 | 1 | 2011-11-08 15:15 | BAXTER\todd.deboer | 166 | FIT-439 | V-1773 | 1FH42-1FH43 | {8DD08B30-FA3F-4F80-B7E3-FE67846C318F}
446 | wMAIN-703 | FH | 2005 EAST PERCH LAKE IMPROVEMENTS | 2005 | Falcon Dr | East Perch Lake | Glory Rd | 1.9455 | PVC | 8 |  | 75 | 160 | 311.283 | 31.1283 | 51.3617 | 393.773 | 56 | STUB NORTH | Potable | 1 | 1 | 1 | 1 | 2011-11-08 15:15 | BAXTER\todd.deboer | 166 | FIT-1759 | FIT-687 | 1FH44-1FH45 | {75C75201-6CC8-43D0-B059-EE16A2568ED5}
447 | wMAIN-706 | FH | 2005 EAST PERCH LAKE IMPROVEMENTS | 2005 | Falcon Dr | Alina Health | East Perch Lake | 3.2464 | PVC | 12 |  | 75 | 200 | 649.2804 | 64.928 | 107.1313 | 821.3397 | 56 |  | Potable | 1 | 1 | 1 | 1 | 2011-11-08 15:15 | BAXTER\todd.deboer | 166 | FIT-1995 | V-1772 | 1FH41-1FH50 | {7460C6D3-6CD8-4256-832C-E950B9FF1F33}
448 | wMAIN-707 | FH | 2005 EAST PERCH LAKE IMPROVEMENTS | 2005 | Falcon Dr | Alina Health | East Perch Lake | 422.9351 | PVC | 12 |  | 75 | 200 | 84587.0288 | 8458.7029 | 13956.8598 | 107002.5915 | 56 |  | Potable | 1 | 1 | 1 | 1 | 2011-11-08 15:15 | BAXTER\todd.deboer | 166 | V-1772 | FIT-1996 | 1FH50-1FH51 | {5440D4F3-65A1-4EF8-83BC-711C82CB4AF2}
449 | wMAIN-708 | FH | 2005 EAST PERCH LAKE IMPROVEMENTS | 2005 | Alina Health | Falcon Dr | None | 23.5817 | PVC | 8 |  | 75 | 160 | 3773.0706 | 377.3071 | 622.5567 | 4772.9344 | 56 |  | Potable | 1 | 1 | 1 | 1 | 2011-11-08 15:15 | BAXTER\todd.deboer | 166 | FIT-1996 | FIT-689 | 1FH51-1FH52 | {4202B2E5-25BA-4EAB-961E-D3B4CC7E2695}
450 | wMAIN-709 | FH | 2005 EAST PERCH LAKE IMPROVEMENTS | 2005 | Alina Health | Falcon Dr | None | 44.0803 | PVC | 8 |  | 75 | 160 | 7052.8484 | 705.2848 | 1163.72 | 8921.8532 | 56 |  | Potable | 1 | 1 | 1 | 1 | 2011-11-08 15:15 | BAXTER\todd.deboer | 166 | FIT-1996 | FIT-688 | 1FH51-1FH53 | {E1F643EB-F1CE-42AB-B800-3179530281F5}
451 | wMAIN-710 | FI | 2005 EAST PERCH LAKE IMPROVEMENTS | 2005 | Isle Dr | Wal-mart | McDermott Orthodontics | 18.1433 | PVC | 6 |  | 75 | 140 | 2540.0623 | 254.0062 | 419.1103 | 3213.1788 | 56 |  | Potable | 1 | 1 | 1 | 1 | 2011-11-08 15:15 | BAXTER\todd.deboer | 166 | FIT-1760 | FIT-1761 | 1FI06-1FI11 | {309F4693-0E0A-4127-B33E-CCB65060797A}
452 | wMAIN-711 | FI | 2005 EAST PERCH LAKE IMPROVEMENTS | 2005 | Isle Dr | Essentia Health Urgent Care | Falcon Dr | 2.7881 | PVC | 12 |  | 75 | 200 | 557.6237 | 55.7624 | 92.0079 | 705.394 | 56 |  | Potable | 1 | 1 | 1 | 1 | 2011-11-08 15:15 | BAXTER\todd.deboer | 166 | FIT-1761 | V-1776 | 1FI11-1FI12 | {FA53032F-4D67-4040-84C0-9EB3B1767575}
453 | wMAIN-716 | GI | 2005 EAST PERCH LAKE IMPROVEMENTS | 2005 | Isle Dr | Homestead Dr | None | 1.2993 | PVC | 12 |  | 75 | 200 | 259.8649 | 25.9865 | 42.8777 | 328.7291 | 56 |  | Potable | 1 | 1 | 1 | 1 | 2011-11-08 15:15 | BAXTER\todd.deboer | 166 | FIT-1770 |  | 1GI03-1GI02 | {6403235D-246C-4557-B744-9FBD8786E904}
454 | wMAIN-717 | GI | 2005 EAST PERCH LAKE IMPROVEMENTS | 2005 | Isle Dr | Homestead Dr | None | 1.2132 | PVC | 8 |  | 75 | 160 | 194.1047 | 19.4105 | 32.0273 | 245.5425 | 56 |  | Potable | 1 | 1 | 1 | 1 | 2011-11-08 15:15 | BAXTER\todd.deboer | 166 |  | V-1777 | 1GI02-1GI01 | {939B2361-92DD-4130-A821-63CDE11FC29A}
455 | wMAIN-718 | GH | 2005 EAST PERCH LAKE IMPROVEMENTS | 2005 | Isle Dr | Homestead Dr | None | 202.7817 | PVC | 8 |  | 75 | 160 | 32445.0724 | 3244.5072 | 5353.437 | 41043.0166 | 56 |  | Potable | 1 | 1 | 1 | 1 | 2011-11-08 15:15 | BAXTER\todd.deboer | 166 | V-1777 | FIT-1763 | 1GI01-1GH23 | {1E934CE3-2DFA-4BA0-A484-B9C492787A4A}
456 | wMAIN-719 | GH | 2005 EAST PERCH LAKE IMPROVEMENTS | 2005 | Homestead Dr | Perch Lake Dr | one | 6.2795 | PVC | 8 |  | 75 | 160 | 1004.7267 | 100.4727 | 165.7799 | 1270.9793 | 56 |  | Potable | 1 | 1 | 1 | 1 | 2011-11-08 15:15 | BAXTER\todd.deboer | 166 | FIT-1764 | FIT-691 | 1GH25-1GH26 | {44C153EE-7F4E-4037-A3EE-CE2A62CF843D}
457 | wMAIN-723 | GH | 2005 EAST PERCH LAKE IMPROVEMENTS | 2005 | Perch Lake Dr | Homestead Dr | None | 3.0001 | PVC | 6 |  | 75 | 140 | 420.0099 | 42.001 | 69.3016 | 531.3125 | 56 |  | Potable | 1 | 1 | 1 | 1 | 2011-11-08 15:15 | BAXTER\todd.deboer | 166 | FIT-1766 | V-1783 | 1GH18-1GH19 | {6F00BAEC-7319-4EDA-95E6-85331BE032C6}
458 | wMAIN-724 | GI | 2005 EAST PERCH LAKE IMPROVEMENTS | 2005 | Perch Lake Dr | Homestead Dr | None | 1.9167 | PVC | 6 |  | 75 | 140 | 268.3395 | 26.834 | 44.276 | 339.4495 | 56 |  | Potable | 1 | 1 | 1 | 1 | 2011-11-08 15:15 | BAXTER\todd.deboer | 166 | FIT-1768 | FIT-692 | 1GI09-1GI10 | {2AE59713-C114-4423-96C3-9474A9924D06}
459 | wMAIN-727 | GH | 2005 EAST PERCH LAKE IMPROVEMENTS | 2005 | Glory Rd | Homestead Dr | Falcon Dr | 2.5906 | PVC | 8 |  | 75 | 160 | 414.4951 | 41.4495 | 68.3917 | 524.3363 | 56 |  | Potable | 1 | 1 | 1 | 1 | 2011-11-08 15:15 | BAXTER\todd.deboer | 166 | FIT-1926 | V-1787 | 1GH04-1GH05 | {30F2AF3F-3D18-46DC-B39A-5BB80152905D}
460 | wMAIN-728 | GH | 2005 EAST PERCH LAKE IMPROVEMENTS | 2005 | Glory Rd | Homestead Dr | Falcon Dr | 521.4229 | PVC | 8 |  | 75 | 160 | 83427.6614 | 8342.7661 | 13765.5641 | 105535.9917 | 56 |  | Potable | 1 | 1 | 1 | 1 | 2011-11-08 15:15 | BAXTER\todd.deboer | 166 | V-1787 | FIT-1771 | 1GH05-1GH06 | {FCDDE971-43D8-4C00-9C69-934EBDE447EF}
461 | wMAIN-729 | GH | 2005 EAST PERCH LAKE IMPROVEMENTS | 2005 | Homestead Dr | Perch Lake Dr | Glory Rd | 1.7751 | PVC | 8 |  | 75 | 160 | 284.0156 | 28.4016 | 46.8626 | 359.2798 | 56 |  | Potable | 1 | 1 | 1 | 1 | 2011-11-08 15:15 | BAXTER\todd.deboer | 166 | FIT-1771 |  | 1GH06-1GH07 | {2C02E1EB-9DDA-442F-8E2D-6BFC0D5A051C}
462 | wMAIN-731 | GH | 2005 EAST PERCH LAKE IMPROVEMENTS | 2005 | Homestead Dr | Perch Lake Dr | Glory Rd | 2.6668 | PVC | 8 |  | 75 | 160 | 426.694 | 42.6694 | 70.4045 | 539.7679 | 56 |  | Potable | 1 | 1 | 1 | 1 | 2011-11-08 15:15 | BAXTER\todd.deboer | 166 | FIT-1771 | V-1789 | 1GH06-1GH11 | {30D181A8-FF0B-4032-B87E-7F5B56CE9176}
463 | wMAIN-734 | GH | 2005 EAST PERCH LAKE IMPROVEMENTS | 2005 | Homestead Dr | Perch Lake Dr | Glory Rd | 388.0591 | PVC | 8 |  | 75 | 160 | 62089.4522 | 6208.9452 | 10244.7596 | 78543.1571 | 56 |  | Potable | 1 | 1 | 1 | 1 | 2011-11-08 15:15 | BAXTER\todd.deboer | 166 |  | FIT-1767 | 1GH12-1GH15 | {7FDEB2E6-138F-4709-AFA7-9F5E1350C257}
464 | wMAIN-737 | GH | 2005 EAST PERCH LAKE IMPROVEMENTS | 2005 | Homestead Dr | Perch Lake Dr | Glory Rd | 22.9738 | PVC | 8 |  | 75 | 160 | 3675.816 | 367.5816 | 606.5096 | 4649.9072 | 56 |  | Potable | 1 | 1 | 1 | 1 | 2011-11-08 15:15 | BAXTER\todd.deboer | 166 | FIT-1767 | FIT-1766 | 1GH15-1GH18 | {A293C01A-8B8C-414D-930B-957792EEC083}
465 | wMAIN-738 | IA | WHITETAIL MEADOWS | 2004 | Meadow Ct | Inglewood Dr | None | 2.6758 | PVC | 6 |  | 75 | 140 | 374.612 | 37.4612 | 61.811 | 473.8842 | 55 |  | Potable | 1 | 1 | 1 | 1 | 2011-11-08 15:15 | BAXTER\todd.deboer | 302 |  | V-1794 | 1IA10-1IA26 | {1B0A943E-C366-4C42-B748-542CEA38190C}
466 | wMAIN-739 | IA | WHITETAIL MEADOWS | 2004 | Meadow Ct | Inglewood Dr | None | 2.7149 | PVC | 6 |  | 75 | 140 | 380.086 | 38.0086 | 62.7142 | 480.8088 | 55 |  | Potable | 1 | 1 | 1 | 1 | 2011-11-08 15:15 | BAXTER\todd.deboer | 302 |  |  | 1IA25-1IA08 | {179BB081-E3C9-47EF-9034-3CA0004FF0AD}
467 | wMAIN-740 | HA | WHITETAIL ADDITION TO BAXTER | 2004 | Holly Dr | Woida Rd | Afton Rd | 0.77202 | PVC | 8 |  | 75 | 160 | 123.5236 | 12.3524 | 20.3814 | 156.2574 | 55 |  | Potable | 1 | 1 | 1 | 1 | 2016-06-08 15:12 | BAXTER\todd.deboer | 301 | wVLV-1796 | wFIT-1775 | 1HA16-1HA17 | {69F1F587-79B3-4A80-BD4C-97F76FFE12DD}
468 | wMAIN-741 | HA | WHITETAIL ADDITION TO BAXTER | 2004 | Holly Dr | Woida Rd | Afton Rd | 484.5776 | PVC | 8 |  | 75 | 160 | 77532.4098 | 7753.241 | 12792.8476 | 98078.4984 | 55 |  | Potable | 1 | 1 | 1 | 1 | 2011-11-08 15:15 | BAXTER\todd.deboer | 301 | V-1796 | FIT-1776 | 1HA17-1HA18 | {29B1117A-44D0-47BC-9A38-D2D20FA77FF6}
469 | wMAIN-744 | HA | WHITETAIL ADDITION TO BAXTER | 2004 | Holly Dr | Woida Rd | Afton Rd | 502.011 | PVC | 8 |  | 75 | 160 | 80321.7538 | 8032.1754 | 13253.0894 | 101607.0186 | 55 |  | Potable | 1 | 1 | 1 | 1 | 2011-11-08 15:15 | BAXTER\todd.deboer | 301 | FIT-1776 | FIT-1777 | 1HA18-1HA21 | {4CF1063E-DE00-40EE-9AB3-8340FD1ED893}
470 | wMAIN-747 | HA | WHITETAIL ADDITION TO BAXTER | 2004 | Holly Dr | Woida Rd | Afton Rd | 3.5614 | PVC | 8 |  | 75 | 160 | 569.8196 | 56.982 | 94.0202 | 720.8218 | 55 |  | Potable | 1 | 1 | 1 | 1 | 2011-11-08 15:15 | BAXTER\todd.deboer | 301 | FIT-1777 | FIT-1778 | 1HA21-1HA24 | {68B20D6B-D33C-460D-AEDB-CA8A03E684FD}
471 | wMAIN-748 | MC | 2006 CLEARWATER ROAD IMPROVEMENTS | 2006 | Clearwater Rd | Bellingham Dr | Memorywood Dr | 87.6925 | PVC | 12 |  | 75 |  | 0 | 0 | 0 | 0 | 57 |  | Potable | 1 | 1 | 1 | 1 | 2021-03-08 11:22 | BAXTER\tdeboer |  | wFIT-1607 | wFIT-1608 | 0 | {7F7609F4-4B88-4CBB-8485-556D29D65594}
472 | wMAIN-749 | EB | 2006 KIRKWOOD RESIDENTIAL AREA IMPROVEMENTS | 2006 | Kirkwood Dr | North Pointe Centre | Kirkwood Ln | 45.3884 | PVC | 8 |  | 75 |  | 0 | 0 | 0 | 0 | 57 |  | Potable | 1 | 1 | 1 | 1 | 2011-11-08 15:15 | BAXTER\todd.deboer |  | V-250 | FIT-294 |  | {20773028-4A11-46CC-AB6C-FF724A2EFC5E}
473 | wMAIN-754 | FF | HOME DEPOT SITE IMPROVEMENTS | 1998 | Home Depot | None | None | 4.9419 | PVC | 8 |  | 75 |  | 0 | 0 | 0 | 0 | 49 |  | Potable | 1 | 1 | 1 | 1 | 2011-11-08 15:15 | BAXTER\todd.deboer |  | FIT-875 | V-1465 |  | {7E397F33-5921-4697-BEB4-63CD4F802748}
474 | wMAIN-755 | FF | HOME DEPOT SITE IMPROVEMENTS | 1999 | Home Depot | None | None | 152.5462 | PVC | 8 |  | 75 |  | 0 | 0 | 0 | 0 | 50 |  | Potable | 1 | 1 | 1 | 1 | 2011-11-08 15:15 | BAXTER\todd.deboer |  | FIT-873 | FIT-1906 |  | {33E7E4FD-95D4-41CA-B7F1-1C7BA2C5A2B6}
475 | wMAIN-756 | FF | 1999 FORTHUN ROAD IMPROVEMENTS | 1999 | Isle Dr | Carol Winegar | Forthun Rd | 77.1314 | PVC | 8 |  | 75 |  | 0 | 0 | 0 | 0 | 50 |  | Potable | 1 | 1 | 1 | 1 | 2011-11-08 15:15 | BAXTER\todd.deboer |  | V-822 | FIT-1823 |  | {00AE71B3-A5E7-4ACD-BC74-A9C370B407E8}
476 | wMAIN-757 | FF | 2000 FORTHUN ROAD IMPROVEMENTS | 2000 | Isle Dr | Carol Winegar | Forthun Rd | 2.6002 | PVC | 8 |  | 75 |  | 0 | 0 | 0 | 0 | 51 |  | Potable | 1 | 1 | 1 | 1 | 2011-11-08 15:15 | BAXTER\todd.deboer |  | FIT-1823 | V-1476 |  | {5E8F752B-A0FF-487D-B3A4-30365377E135}
477 | wMAIN-758 | OI | 1987 BRENTWOOD CIRCLE & KENTWOOD DRIVE UTILITIES | 1987 | Brentwood Cir | Brentwood Rd | None | 3.0001 | PVC | 6 |  | 75 |  | 0 | 0 | 0 | 0 | 38 |  | Potable | 1 | 1 | 1 | 1 | 2011-11-08 15:15 | BAXTER\todd.deboer |  | FIT-1183 | V-1437 |  | {F3EE02DE-5560-4856-8DE1-C4BE997EBEA4}
478 | wMAIN-759 | EF | WATERMAIN EXTENSION FOR NAVILLUS | 1996 | Costco | None | None | 340.0607 | PVC | 12 |  | 75 | 200 | 68012.1463 | 6801.2146 | 11222.0041 | 86035.3651 | 47 |  | Potable | 1 | 1 | 1 | 1 | 2014-01-21 08:42 | BAXTER\todd.deboer |  | wFIT-207 | wFIT-1681 |  | {CF81D865-FE7E-46D9-9A68-5F5E2E5012A1}
479 | wMAIN-761 | DG | 1993 INDUSTRIAL PARK IMPROVEMENTS | 1995 | College Rd | Bypass 371 | None | 63.7397 | PVC | 10 |  | 75 |  | 0 | 0 | 0 | 0 | 46 |  | Potable | 1 | 1 | 1 | 1 | 2011-11-08 15:15 | BAXTER\todd.deboer |  | FIT-1982 | FIT-1886 |  | {44523657-89B6-4178-85E4-E5FF891C1D4F}
480 | wMAIN-763 | DG | 1993 INDUSTRIAL PARK IMPROVEMENTS | 1995 | College Rd | Bypass 371 | None | 78.5156 | PVC | 10 |  | 75 |  | 0 | 0 | 0 | 0 | 46 |  | Potable | 1 | 1 | 1 | 1 | 2011-11-08 15:15 | BAXTER\todd.deboer |  | FIT-1886 | FIT-1331 |  | {4000C87E-C0DB-42C6-8DC0-112726F5AD9C}
481 | wMAIN-765 | FF | 1999 FORTHUN ROAD IMPROVEMENTS | 1999 | Isle Dr | Carol Winegar | Forthun Rd | 18.2463 | PVC | 6 |  | 75 |  | 0 | 0 | 0 | 0 | 50 |  | Potable | 1 | 1 | 1 | 1 | 2011-11-08 15:15 | BAXTER\todd.deboer |  | V-821 | FIT-639 |  | {8A55EB23-6068-4DFE-BD63-F75F9B045EA7}
482 | wMAIN-766 | FF | 1999 FORTHUN ROAD IMPROVEMENTS | 1999 | Isle Dr | Carol Winegar | Forthun Rd | 2.3775 | PVC | 6 |  | 75 |  | 0 | 0 | 0 | 0 | 50 |  | Potable | 1 | 1 | 1 | 1 | 2011-11-08 15:15 | BAXTER\todd.deboer |  | FIT-205 | V-821 |  | {25B47199-619B-4130-BAF4-33A65D0A0C9C}
483 | wMAIN-767 | FF | 1999 FORTHUN ROAD IMPROVEMENTS | 1999 | Isle Dr | Carol Winegar | Forthun Rd | 0.8661 | PVC | 8 |  | 75 |  | 0 | 0 | 0 | 0 | 50 |  | Potable | 1 | 1 | 1 | 1 | 2011-11-08 15:15 | BAXTER\todd.deboer |  | FIT-1977 | V-822 |  | {F257C8BB-21A2-4A30-8694-6AD243A9C193}
484 | wMAIN-769 | DG | 1993 INDUSTRIAL PARK IMPROVEMENTS | 1995 | College Rd | Evergreen Dr | Bypass 371 | 335.7926 | PVC | 10 |  | 75 |  | 0 | 0 | 0 | 0 | 46 |  | Potable | 1 | 1 | 1 | 1 | 2011-11-08 15:15 | BAXTER\todd.deboer |  | V-765 | FIT-1964 |  | {7CBE47E6-A1BE-43E0-88BD-3055403F14E0}
485 | wMAIN-770 | EG | 1993 INDUSTRIAL PARK IMPROVEMENTS | 1995 | College Rd | Evergreen Dr | Bypass 371 | 77.8185 | PVC | 10 |  | 75 |  | 0 | 0 | 0 | 0 | 46 |  | Potable | 1 | 1 | 1 | 1 | 2011-11-08 15:15 | BAXTER\todd.deboer |  | V-764 | FIT-1909 |  | {0969C1FA-B10B-40DC-852C-34C454BA5C84}
486 | wMAIN-771 | DG | 1993 INDUSTRIAL PARK IMPROVEMENTS | 1995 | College Rd | Evergreen Dr | Bypass 371 | 5.9236 | PVC | 10 |  | 75 |  | 0 | 0 | 0 | 0 | 46 |  | Potable | 1 | 1 | 1 | 1 | 2011-11-08 15:15 | BAXTER\todd.deboer |  | FIT-1982 | V-765 |  | {14097BA9-0061-4DDE-AD76-A4B6D958EFC6}
487 | wMAIN-772 | DG | 1993 INDUSTRIAL PARK IMPROVEMENTS | 1995 | College Rd | Evergreen Dr | Bypass 371 | 2.1277 | PVC | 10 |  | 75 |  | 0 | 0 | 0 | 0 | 46 |  | Potable | 1 | 1 | 1 | 1 | 2011-11-08 15:15 | BAXTER\todd.deboer |  | V-764 | FIT-1982 |  | {561EE1B2-FF24-451C-8CB1-FD6AC200BF5D}
488 | wMAIN-773 | FF | 1999 FORTHUN ROAD IMPROVEMENTS | 1999 | Forthun Rd | Elder Dr | Isle Dr | 106.5417 | PVC | 8 |  | 75 | 160 | 17046.6766 | 1704.6677 | 2812.7016 | 21564.0459 | 50 |  | Potable | 1 | 1 | 1 | 1 | 2012-04-30 15:44 | BAXTER\todd.deboer |  | wFIT-1569 | wFIT-1977 |  | {C0485E9B-9F8F-48D1-B75B-F5560292447A}
489 | wMAIN-775 | FF | 1999 FORTHUN ROAD IMPROVEMENTS | 1999 | Forthun Rd | Isle Dr | Rose Dr | 33.4816 | PVC | 8 |  | 75 |  | 0 | 0 | 0 | 0 | 50 |  | Potable | 1 | 1 | 1 | 1 | 2011-11-08 15:15 | BAXTER\todd.deboer |  | FIT-1977 | FIT-1570 |  | {0A9F1338-B5D5-4431-865B-8764BCC39592}
490 | wMAIN-776 | DG | 1993 INDUSTRIAL PARK IMPROVEMENTS | 1995 | College Rd | Bypass 371 | None | 3 | PVC | 10 |  | 75 |  | 0 | 0 | 0 | 0 | 46 |  | Potable | 1 | 1 | 1 | 1 | 2011-11-08 15:15 | BAXTER\todd.deboer |  | FIT-1331 | FIT-512 |  | {F5CC5874-37F8-4CC2-ACD8-DA6338CC6061}
491 | wMAIN-777 | DG | 1993 INDUSTRIAL PARK IMPROVEMENTS | 1995 | College Rd | Bypass 371 | None | 3.2605 | PVC | 10 |  | 75 |  | 0 | 0 | 0 | 0 | 46 |  | Potable | 1 | 1 | 1 | 1 | 2011-11-08 15:15 | BAXTER\todd.deboer |  | FIT-1982 | FIT-592 |  | {4CB01268-E178-4320-B2D8-E47AF38B43DB}
492 | wMAIN-778 | EG | S.P. NO. 1805-58 (T.H. 210) | 1998 | Elder Dr | Garrison Rd | Forthun Rd | 357.9999 | PVC | 12 |  | 75 |  | 0 | 0 | 0 | 0 | 49 |  | Potable | 1 | 1 | 1 | 1 | 2011-11-08 15:15 | BAXTER\todd.deboer |  | FIT-1567 | FIT-1566 |  | {C85B8E16-5D57-4FD5-BAB6-854DBF590B56}
493 | wMAIN-781 | EG | CENTRAL LAKES CROSSING JUNIOR BOX RETAIL | 2017 | Central Lakes Crossing | None | None | 5.9998 | PVC | 6 |  | 75 |  | 0 | 0 | 0 | 0 | 68 |  | Potable | 1 | 1 | 1 | 1 | 2018-01-29 09:08 | BAXTER\Todd.DeBoer |  | wVLV-351 |  |  | {2ADF9EF0-2B4F-492B-A319-52F23A05773E}
494 | wMAIN-782 | EF | S.P. NO. 1805-58 (T.H. 210) | 1998 | Forthun Rd | Elder Dr | Isle Dr | 63.0743 | PVC | 12 |  | 75 |  | 0 | 0 | 0 | 0 | 49 |  | Potable | 1 | 1 | 1 | 1 | 2011-11-08 15:15 | BAXTER\todd.deboer |  | V-1503 | FIT-377 |  | {C82EE7DA-705D-4C72-961D-EE815B17E3F2}
495 | wMAIN-783 | EF | WATERMAIN EXTENSION FOR NAVILLUS | 1996 | Costco | None | None | 25.8906 | PVC | 12 |  | 75 | 200 | 5178.1262 | 517.8126 | 854.3908 | 6550.3296 | 47 |  | Potable | 1 | 1 | 1 | 1 | 2014-01-21 08:45 | BAXTER\todd.deboer |  | wFIT-1681 | wVLV-187 |  | {4BB22634-9419-4C42-96BF-EC5AC2BA7CB6}
496 | wMAIN-784 | EF | WATERMAIN EXTENSION FOR NAVILLUS | 1996 | Costco | None | None | 7.6601 | PVC | 12 |  | 75 |  | 0 | 0 | 0 | 0 | 47 |  | Potable | 1 | 1 | 1 | 1 | 2014-01-21 08:39 | BAXTER\todd.deboer |  | wVLV-187 | wFIT-1908 |  | {EF28D444-5079-4D1E-9056-1F73084BA3AE}
497 | wMAIN-786 | EG | S. P. NO. 1805-58 (T.H. 210) | 1998 | Central Lakes Crossing | None | None | 6.2215 | PVC | 6 |  | 75 |  | 0 | 0 | 0 | 0 | 49 |  | Potable | 1 | 1 | 1 | 1 | 2011-11-08 15:15 | BAXTER\todd.deboer |  |  | FIT-194 |  | {D4A897C6-46DC-4072-BD2A-B14BC6284CB8}
498 | wMAIN-788 | EB | EXCELSIOR ROAD EXTENSION, JACKSON STREET AND FRONTAGE ROAD IMPROVEMENTS | 1993 | Edgewood Dr | Kirkwood Ln | Best Buy | 282.2124 | PVC | 10 |  | 75 |  | 0 | 0 | 0 | 0 | 44 |  | Potable | 1 | 1 | 1 | 1 | 2011-11-08 15:15 | BAXTER\todd.deboer |  |  | V-444 |  | {0DF1973D-9D11-4516-B1A1-E20DBD066CEA}
499 | wMAIN-792 | IB | NORTH WOODS ESTATES OF BAXTER | 2005 | Atwater Rd | Jewelwood Dr | None | 148.3026 | PVC | 8 |  | 75 |  | 0 | 0 | 0 | 0 | 56 |  | Potable | 1 | 1 | 1 | 1 | 2011-11-08 15:15 | BAXTER\todd.deboer |  | V-1687 | FIT-1697 |  | {91CB26A9-D2AA-48BA-B057-C7F85E7B7A3D}
500 | wMAIN-793 | FF | NORTHWOODS TURF AND POWER SITE IMPROVEMENTS | 2003 | Water Tower | None | None | 119.5588 | PVC | 12 |  | 75 |  | 0 | 0 | 0 | 0 | 54 |  | Potable | 1 | 1 | 1 | 1 | 2021-03-18 13:05 | BAXTER\tdeboer |  | wVLV-1702 | wFIT-1710 |  | {E56B2B0C-B452-400F-A85E-1003B2DFE5C7}
501 | wMAIN-794 | NC | WHIPPLE BEACH IMPROVEMENTS | 2005 | Clearwater Rd | Welton Rd | Welton Rd | 3.0276 | PVC | 10 |  | 75 |  | 0 | 0 | 0 | 0 | 56 |  | Potable | 1 | 1 | 1 | 1 | 2011-11-08 15:15 | BAXTER\todd.deboer |  | FIT-1922 | FIT-433 |  | {5ABF629C-225E-4BBE-B543-3BF57412B94F}
502 | wMAIN-800 | DH | 2005 HASTINGS ROAD EXTENSION | 2005 | Hastings Rd | Douglas Fir Dr | Evergreen Dr | 3.1488 | PVC | 8 |  | 75 |  | 0 | 0 | 0 | 0 | 56 |  | Potable | 1 | 1 | 1 | 1 | 2011-11-08 15:15 | BAXTER\todd.deboer |  | FIT-1992 | V-1763 |  | {3CD079E0-86D4-46EE-9F76-6154D7A9E12D}
503 | wMAIN-801 | FH | 2005 EAST PERCH LAKE IMPROVEMENTS | 2005 | Falcon Dr | East Perch Lake | Glory Rd | 260.1646 | PVC | 8 |  | 75 | 160 | 41626.3404 | 4162.634 | 6868.3462 | 52657.3206 | 56 |  | Potable | 1 | 1 | 1 | 1 | 2013-09-10 08:59 | BAXTER\todd.deboer | 166 | wVLV-1773 | wFIT-1759 |  | {B988477D-E3D1-4022-8584-351FF4AB3F99}
504 | wMAIN-802 | GH | 2005 EAST PERCH LAKE IMPROVEMENTS | 2005 | Homestead Dr | Perch Lake Dr | Glory Rd | 1.6905 | PVC | 6 |  | 75 |  | 0 | 0 | 0 | 0 | 56 |  | Potable | 1 | 1 | 1 | 1 | 2011-11-08 15:15 | BAXTER\todd.deboer |  | FIT-442 | V-1788 |  | {0B350DB6-9C82-44F7-9C9E-797E29D158AC}
505 | wMAIN-803 | HA | WHITETAIL ADDITION TO BAXTER | 2004 | Holly Dr | Woida Rd | Afton Rd | 148.0205 | PVC | 8 |  | 75 | 160 | 23683.2732 | 2368.3273 | 3907.7401 | 29959.3406 | 55 |  | Potable | 1 | 1 | 1 | 1 | 2011-11-08 15:15 | BAXTER\todd.deboer | 301 | FIT-1778 | V-1799 | 1HA24-1HA25 | {25098C4A-7886-4F84-A0C4-23FFAF5D2D31}
506 | wMAIN-804 | HA | WHITETAIL ADDITION TO BAXTER | 2004 | Holly Dr | Woida Rd | Afton Rd | 3.9458 | PVC | 8 |  | 75 | 160 | 631.3298 | 63.133 | 104.1694 | 798.6322 | 55 |  | Potable | 1 | 1 | 1 | 1 | 2011-11-08 15:15 | BAXTER\todd.deboer | 301 | V-1799 | FIT-1779 | 1HA25-1HA26 | {C20D7E6C-BF05-4F09-BBD6-0E91AD482165}
507 | wMAIN-805 | HA | WHITETAIL ADDITION TO BAXTER | 2004 | Afton Rd | Holly Dr | Hemlock Dr | 141.5801 | PVC | 8 |  | 75 | 160 | 22652.8197 | 2265.282 | 3737.7153 | 28655.817 | 55 |  | Potable | 1 | 1 | 1 | 1 | 2011-11-08 15:15 | BAXTER\todd.deboer | 301 | FIT-1779 | V-1800 | 1HA26-1HA27 | {47A350F2-0420-46A2-8FAA-CC729460EDF9}
508 | wMAIN-806 | HA | WHITETAIL ADDITION TO BAXTER | 2004 | Afton Rd | Holly Dr | Hemlock Dr | 18.3638 | PVC | 8 |  | 75 | 160 | 2938.208 | 293.8208 | 484.8043 | 3716.8331 | 55 | STUB WEST | Potable | 1 | 1 | 1 | 1 | 2011-11-08 15:15 | BAXTER\todd.deboer | 301 | V-1800 | FIT-693 | 1HA27-1HA28 | {6A36108F-C17C-4C6A-A25A-537F0E4BB652}
509 | wMAIN-807 | HA | WHITETAIL ADDITION TO BAXTER | 2004 | Afton Rd | Holly Dr | Hemlock Dr | 4.0013 | PVC | 8 |  | 75 | 160 | 640.2099 | 64.021 | 105.6346 | 809.8655 | 55 |  | Potable | 1 | 1 | 1 | 1 | 2011-11-08 15:15 | BAXTER\todd.deboer | 301 | FIT-1779 | V-1801 | 1HA26-1HA29 | {D4BB7A52-9E43-405A-95B5-76F991F2397B}
510 | wMAIN-808 | HA | WHITETAIL ADDITION TO BAXTER | 2004 | Afton Rd | Hemlock Dr | None | 3.1245 | PVC | 8 |  | 75 | 160 | 499.9154 | 49.9915 | 82.486 | 632.393 | 55 |  | Potable | 1 | 1 | 1 | 1 | 2011-11-08 15:15 | BAXTER\todd.deboer | 301 | V-1802 | FIT-1780 | 1HA30-1HA31 | {2ACE9838-6238-4616-8B20-9944E39CC646}
511 | wMAIN-811 | HA | WHITETAIL ADDITION TO BAXTER | 2004 | Afton Rd | Henlock Dr | None | 20.3082 | PVC | 8 |  | 75 | 160 | 3249.3049 | 324.9305 | 536.1353 | 4110.3707 | 55 | STUB EAST | Potable | 1 | 1 | 1 | 1 | 2011-11-08 15:15 | BAXTER\todd.deboer | 301 | V-1805 | FIT-694 | 1HA35-1HA36 | {F0C0B857-6F73-4B98-A106-3DCC368F2CCB}
512 | wMAIN-812 | HA | WHITETAIL ADDITION TO BAXTER | 2004 | Hemlock Dr | Afton Rd | Woida Rd | 2.9863 | PVC | 8 |  | 75 | 160 | 477.8054 | 47.7805 | 78.8379 | 604.4239 | 55 |  | Potable | 1 | 1 | 1 | 1 | 2011-11-08 15:15 | BAXTER\todd.deboer | 301 | FIT-1780 | V-1803 | 1HA31-1HA37 | {25F4DAFF-A837-43A0-AE08-E8488E676C6B}
513 | wMAIN-817 | HA | WHITETAIL ADDITION TO BAXTER | 2004 | Hemlock Dr | Afton Rd | Woida Rd | 254.6416 | PVC | 8 |  | 75 | 160 | 40742.6617 | 4074.2662 | 6722.5392 | 51539.4671 | 55 |  | Potable | 1 | 1 | 1 | 1 | 2011-11-08 15:15 | BAXTER\todd.deboer | 301 | FIT-1783 | V-1808 | 1HA41-1HA44 | {CEEF8820-807E-4828-A6A3-D53B6A59E5FA}
514 | wMAIN-818 | HA | WHITETAIL ADDITION TO BAXTER | 2004 | Hemlock Dr | Afton Rd | Woida Rd | 1.2602 | PVC | 8 |  | 75 | 160 | 201.6337 | 20.1634 | 33.2696 | 255.0666 | 55 |  | Potable | 1 | 1 | 1 | 1 | 2016-06-08 15:13 | BAXTER\todd.deboer | 301 | wVLV-1808 | wFIT-1784 | 1HA44-1HA45 | {50CFD8C9-F46D-4D96-B724-F823C523128B}
515 | wMAIN-819 | GF | 1979 WATER IMPROVEMENTS | 1979 | Fairview Rd | Glenwood Dr | Bluestem Ct | 253.0502 | PVC | 12 |  | 75 | 200 | 50610.0334 | 5061.0033 | 8350.6555 | 64021.6923 | 30 |  | Potable | 1 | 1 | 1 | 1 | 2021-03-18 13:11 | BAXTER\tdeboer | 101 | wFIT-1250 | wFIT-210 | 1GF01-1GF25 | {BAA82140-A0D3-4BE1-8B06-E0305EF70C51}
516 | wMAIN-820 | GF | 1979 WATER IMPROVEMENTS | 1979 | Fairview Rd | Bluestem Ct | Flintwood Dr | 338.8467 | PVC | 12 |  | 75 | 200 | 67769.3349 | 6776.9335 | 11181.9403 | 85728.2087 | 30 |  | Potable | 1 | 1 | 1 | 1 | 2021-03-18 13:09 | BAXTER\tdeboer | 101 | wFIT-210 | wFIT-1216 | 1GF25-1GF05 | {AF67BC0E-498A-4823-974D-8B69B7199F03}
517 | wMAIN-821 | GF | FAIRVIEW BUSINESS PARK | 2006 | Fairview Business Park | Bluestem Ct | None | 1.8665 | PVC | 6 |  | 75 | 140 | 261.3106 | 26.1311 | 43.1163 | 330.558 | 57 |  | Potable | 1 | 1 | 1 | 1 | 2011-11-08 15:15 | BAXTER\todd.deboer | 177 | FIT-210 | V-188 | 1GF25-1GF26 | {104D66FF-C6DF-4919-8280-6EA8FFD07FAC}
518 | wMAIN-822 | GE | FAIRVIEW BUSINESS PARK | 2006 | Fairview Business Park | Bluestem Ct | None | 124.3425 | PVC | 6 |  | 75 | 140 | 17407.9448 | 1740.7945 | 2872.3109 | 22021.0501 | 57 |  | Potable | 1 | 1 | 1 | 1 | 2012-09-07 09:53 | BAXTER\todd.deboer | 177 | wVLV-188 | wFIT-211 | 1GF26-1GE16 | {DF918216-F34F-4675-9EE6-CAD2D9B7B102}
519 | wMAIN-823 | GE | FAIRVIEW OFFICE PARK | 2007 | Fairview Business Park | Bluestem Ct | None | 4.081 | PVC | 6 |  | 75 | 140 | 571.3453 | 57.1345 | 94.272 | 722.7518 | 58 | REMOVED PLUG, ADDED GTV | Potable | 1 | 1 | 1 | 1 | 2011-11-08 15:15 | BAXTER\todd.deboer |  | FIT-211 | V-19 | 1GE16-1GE20 | {3E8043EF-F3C2-454E-A5CC-7776B7F825ED}
520 | wMAIN-826 | EA | EXCELSIOR ROAD EXTENSION, JACKSON STREET AND FRONTAGE ROAD IMPROVEMENTS | 1993 | Woida Rd | Lynwood Dr | Edgewood Dr | 49.3666 | PVC | 10 |  | 75 | 180 | 8885.9877 | 888.5988 | 1466.188 | 11240.7745 | 44 |  | Potable | 1 | 1 | 1 | 1 | 2011-11-08 15:15 | BAXTER\todd.deboer | 176 | V-449 | FIT-1689 | 1EA20-1EA25 | {C494D39E-64C3-40FE-AEA3-07455FCBA323}
521 | wMAIN-827 | EA | EXCELSIOR ROAD EXTENSION, JACKSON STREET AND FRONTAGE ROAD IMPROVEMENTS | 1993 | Woida Rd | Lynwood Dr | Edgewood Dr | 22.6332 | PVC | 10 |  | 75 | 180 | 4073.9774 | 407.3977 | 672.2063 | 5153.5814 | 44 |  | Potable | 1 | 1 | 1 | 1 | 2011-11-08 15:15 | BAXTER\todd.deboer | 176 | FIT-1689 | V-1460 | 1EA25-1EA23 | {873E6AE4-2C65-476D-89A3-C5ED56E422E3}
522 | wMAIN-828 | EA | 1997 WIODA ROAD WATERMAIN IMPROVEMENTS | 1998 | Woida Rd | Lynwood Dr | Edgewood Dr | 3.4767 | PVC | 10 |  | 75 | 180 | 625.7993 | 62.5799 | 103.2569 | 791.6361 | 49 |  | Potable | 1 | 1 | 1 | 1 | 2011-11-08 15:15 | BAXTER\todd.deboer | 305 | V-1460 | FIT-379 | 1EA23-1EA24 | {DCC11C74-4D61-4680-96B3-01B2104A09AC}
523 | wMAIN-829 | EG | 2003 GLORY AND ELDER INTERSECTION IMPROVEMENTS | 2003 | Grey Wolf Rd | Elder Dr | None | 39.9999 | PVC | 8 |  | 75 | 160 | 6399.984 | 639.9984 | 1055.9974 | 8095.9798 | 54 |  | Potable | 1 | 1 | 1 | 1 | 2011-11-08 15:15 | BAXTER\todd.deboer | 109 | V-186 | FIT-196 | 1EG45-1EG46 | {220FE5A4-5C80-4AA0-8DFD-CAA9F5AB4318}
524 | wMAIN-830 | EG | 2003 GLORY AND ELDER INTERSECTION IMPROVEMENTS | 2003 | Grey Wolf Rd | Elder Dr | None | 0.2277 | PVC | 8 |  | 75 | 160 | 36.432 | 3.6432 | 6.0113 | 46.0865 | 54 |  | Potable | 1 | 1 | 1 | 1 | 2011-11-08 15:15 | BAXTER\todd.deboer | 109 | FIT-195 |  | 1EG44-1EG45 | {94E8D086-F836-4B66-8528-320BC676BD79}
525 | wMAIN-833 | FF | 1977 MUNICIPAL SANITARY SEWER AND WATER SYSTEMS CONSTRUCTION | 1977 | Water Tower | None | None | 20.808 | DIP | 12 |  | 75 | 200 | 4161.5998 | 416.16 | 686.664 | 5264.4238 | 28 |  | Potable | 1 | 1 | 1 | 1 | 2021-03-18 13:05 | BAXTER\tdeboer | 100 | wVLV-1215 | wFIT-1711 | 1FF33-1FF51 | {2AF9BC30-433A-41F2-A49F-B421F2365CF7}
526 | wMAIN-834 | KG | 1981 UTILITY IMPROVEMENTS | 1981 | Fairview Rd | Maplewwod Dr | Art Ward Dr | 514.1229 | PVC | 12 |  | 75 | 200 | 102824.5898 | 10282.459 | 16966.0573 | 130073.106 | 32 |  | Potable | 1 | 1 | 1 | 1 | 2011-11-08 15:15 | BAXTER\todd.deboer | 102 | FIT-1734 | FIT-1197 | 1KG22-1LG01 | {580C0DA0-93F3-4200-823B-21C421B1CF12}
527 | wMAIN-835 | KG | NOVAK ADDITION WATERMAIN EXTENSION | 1983 | Laverne Cirle and Fairview Road Houses | None | None | 509.0242 | PVC | 8 |  | 75 | 160 | 81443.8712 | 8144.3871 | 13438.2387 | 103026.4971 | 34 |  | Potable | 1 | 1 | 1 | 1 | 2011-11-08 15:15 | BAXTER\todd.deboer | 250 | V-1094 | FIT-1118 | 1KG17-1KG18 | {7130D142-3EF0-4844-902D-E9C992975234}
528 | wMAIN-836 | EC | 2003 CLEARWATER ROAD COMMERCIAL UTILITY IMPROVEMENTS | 2003 | Clearwater Rd | Edgewood Dr | Forest Dr | 446.6569 | PVC | 10 |  | 75 | 180 | 80398.2469 | 8039.8247 | 13265.7107 | 101703.7823 | 54 |  | Potable | 1 | 1 | 1 | 1 | 2017-06-27 14:40 | BAXTER\todd.deboer | 151 | wFIT-1942 | wFIT-809 | 1EC46-1FB41 | {01D9ED05-48B2-4DBE-9E8A-D4731943DEA7}
529 | wMAIN-837 | EC | 2003 CLEARWATER ROAD COMMERCIAL UTILITY IMPROVEMENTS | 2003 | White Pine Dr | Clearwater Rd | None | 152.1893 | PVC | 8 |  | 75 | 160 | 24350.2945 | 2435.0295 | 4017.7986 | 30803.1226 | 54 |  | Potable | 1 | 1 | 1 | 1 | 2017-06-27 14:35 | BAXTER\todd.deboer | 151 | wVLV-2056 | wFIT-810 | 1EC45-1EB38 | {51852534-1385-4C68-9A87-D5F7873C57D2}
530 | wMAIN-840 | EA | 2006 KIRKWOOD RESIDENTIAL AREA IMPROVEMENTS | 2006 | Lynwood Dr | Woida Rd | Kirkwood Dr | 3.0548 | PVC | 8 |  | 75 | 160 | 488.768 | 48.8768 | 80.6467 | 618.2915 | 57 |  | Potable | 1 | 1 | 1 | 1 | 2011-11-08 15:15 | BAXTER\todd.deboer | 219 | FIT-307 | FIT-295 | 1EA34-1EA35 | {FA2D1566-B752-4EBB-9D1A-18C9CA132F1C}
531 | wMAIN-841 | EA | 2006 KIRKWOOD RESIDENTIAL AREA IMPROVEMENTS | 2006 | Lynwood Dr | Woida Rd | Kirkwood Dr | 29.7142 | PVC | 8 |  | 75 | 160 | 4754.2756 | 475.4276 | 784.4555 | 6014.1587 | 57 |  | Potable | 1 | 1 | 1 | 1 | 2011-11-08 15:15 | BAXTER\todd.deboer | 219 | FIT-308 | FIT-307 | 1EA33-1EA34 | {1762511E-0FF9-4698-B823-88CA92F4CC51}
532 | wMAIN-844 | EA | 2006 KIRKWOOD COMMERCIAL AREA IMPROVEMENTS | 2006 | Lynwood Dr | Woida Rd | Kirkwood Dr | 17.063 | PVC | 8 |  | 75 | 160 | 2730.0811 | 273.0081 | 450.4634 | 3453.5526 | 57 |  | Potable | 1 | 1 | 1 | 1 | 2011-11-08 15:15 | BAXTER\todd.deboer | 218 | FIT-311 | FIT-310 | 1EA05-1EA28 | {835DA502-BBB1-4A83-BE1A-5E21D7E73876}
533 | wMAIN-845 | EZ | 1997 WOIDA ROAD WATERMAIN IMPROVEMENTS | 1998 | Arby's | Woida Rd | None | 44.303 | PVC | 8 |  | 75 | 160 | 7088.4852 | 708.8485 | 1169.6001 | 8966.9337 | 49 |  | Potable | 1 | 1 | 1 | 1 | 2011-11-08 15:15 | BAXTER\todd.deboer | 305 | FIT-312 | FIT-656 | 1EZ55-1EZ04 | {542A89A7-C137-4434-9334-A68D0A622AD8}
534 | wMAIN-848 | EZ | 1997 WOIDA ROAD WATERMAIN IMPROVEMENTS | 1998 | Arby's | Woida Rd | None | 29.6306 | PVC | 8 |  | 75 | 160 | 4740.8994 | 474.0899 | 782.2484 | 5997.2377 | 49 |  | Potable | 1 | 1 | 1 | 1 | 2011-11-08 15:15 | BAXTER\todd.deboer | 305 |  | FIT-312 | 1EZ01-1EZ55 | {2CA156AF-4E7E-484B-AADA-D93EF5477C4A}
535 | wMAIN-849 | EZ | 1997 WIODA ROAD WATERMAIN IMPROVEMENTS | 1998 | Arby's | Woida Rd | None | 49.8693 | PVC | 8 |  | 75 | 160 | 7979.0884 | 797.9088 | 1316.5496 | 10093.5468 | 49 |  | Potable | 1 | 1 | 1 | 1 | 2011-11-08 15:15 | BAXTER\todd.deboer | 305 | V-322 |  | 1EA01-1EZ01 | {E4365FF1-A62C-4D85-A137-925166BAECEF}
536 | wMAIN-850 | DC | 1996 GOLF COURSE DRIVE IMPROVEMENTS | 1996 | Golf Course Dr | Clearwater Rd | Universal Rd | 196.9602 | PVC | 10 |  | 75 | 180 | 35452.8304 | 3545.283 | 5849.717 | 44847.8304 | 47 |  | Potable | 1 | 1 | 1 | 1 | 2011-11-08 15:15 | BAXTER\todd.deboer | 186 | FIT-1468 | FIT-1467 | 1DC02-1DC05 | {498EE22B-F5CD-48EA-BAAC-735FBDDA5125}
537 | wMAIN-851 | DC | 1996 GOLF COURSE DRIVE IMPROVEMENTS | 1996 | Golf Course Dr | Clearwater Rd | Universal Rd | 332.6652 | PVC | 10 |  | 75 | 180 | 59879.7407 | 5987.9741 | 9880.1572 | 75747.872 | 47 | CONNECTED TO EXISTING | Potable | 1 | 1 | 1 | 1 | 2011-11-08 15:15 | BAXTER\todd.deboer | 186 | FIT-158 | FIT-1468 | 1DC01-1DC02 | {4BDAB4FC-5CC4-49BA-9188-B55D9AAB018F}
538 | wMAIN-852 | DB | 1996 GOLF COURSE DRIVE IMPROVEMENTS | 1996 | Golf Course Dr | Target | Office Max | 22.4025 | PVC | 8 |  | 75 | 160 | 3584.4047 | 358.4405 | 591.4268 | 4534.2719 | 47 |  | Potable | 1 | 1 | 1 | 1 | 2011-11-08 15:15 | BAXTER\todd.deboer | 186 | FIT-388 | V-471 | 1DB11-1DB12 | {2F71FFEF-7CBE-4B27-873B-FDDF11C8B6A9}
539 | wMAIN-853 | DB | 1996 GOLF COURSE DRIVE IMPROVEMENTS | 1996 | Golf Course Dr | Target | Office Max | 364.4283 | PVC | 10 |  | 75 | 180 | 65597.0889 | 6559.7089 | 10823.5197 | 82980.3175 | 47 |  | Potable | 1 | 1 | 1 | 1 | 2011-11-08 15:15 | BAXTER\todd.deboer | 186 | FIT-1463 | FIT-388 | 1DB08-1DB11 | {30F3513F-9A91-4A5E-BACE-72852CA93AAA}
540 | wMAIN-854 | DC | 1996 GOLF COURSE DRIVE IMPROVEMENTS | 1996 | Golf Course Dr | Clearwater Rd | Universal Rd | 489.5002 | PVC | 10 |  | 75 | 180 | 88110.0322 | 8811.0032 | 14538.1553 | 111459.1908 | 47 |  | Potable | 1 | 1 | 1 | 1 | 2011-11-08 15:15 | BAXTER\todd.deboer | 186 | FIT-1466 | FIT-1465 | 1DC08-1DC11 | {099916C9-2958-4141-8C55-E2D4E086E90A}
541 | wMAIN-855 | DC | 1996 GOLF COURSE DRIVE IMPROVEMENTS | 1996 | Golf Course Dr | Clearwater Rd | Universal Rd | 158.1283 | PVC | 10 |  | 75 | 180 | 28463.0902 | 2846.309 | 4696.4099 | 36005.8091 | 47 |  | Potable | 1 | 1 | 1 | 1 | 2011-11-08 15:15 | BAXTER\todd.deboer | 186 | FIT-1467 | FIT-1466 | 1DC05-1DC08 | {5FFD0B21-D19F-4C3F-99DF-5D6CDC98AF4D}
542 | wMAIN-856 | CH | INDUSTRIAL PARK IMPROVEMENTS PHASE 3 | 2001 | Dogwood Dr | College Rd | Hastings Rd | 276.95 | PVC | 8 |  | 75 | 160 | 44311.9968 | 4431.1997 | 7311.4795 | 56054.6759 | 52 |  | Potable | 1 | 1 | 1 | 1 | 2011-11-08 15:15 | BAXTER\todd.deboer | 199 | V-604 | FIT-1435 | 1CH18-1CH19 | {E09CDF0F-F121-4292-A824-7E64563FE207}
543 | wMAIN-857 | DE | 1977 MUNICIPAL WATER SYSTEM CONSTRUCTION | 1977 | State Hwy 210 | Kohl's | State Hwy 371 | 2.7924 | DIP | 12 |  | 75 | 200 | 558.4797 | 55.848 | 92.1492 | 706.4769 | 28 |  | Potable | 1 | 1 | 1 | 1 | 2011-11-08 15:15 | BAXTER\todd.deboer | 100 | FIT-1338 | V-784 | 1DE08-1DE07 | {C50D039A-B362-4BA0-ADDA-5D67428A1B65}
544 | wMAIN-858 | DE | 1977 MUNICIPAL WATER SYSTEM CONSTRUCTION | 1977 | State Hwy 210 | Kohl's | State Hwy 371 | 3.2055 | DIP | 12 |  | 75 | 200 | 641.0915 | 64.1091 | 105.7801 | 810.9807 | 28 |  | Potable | 1 | 1 | 1 | 1 | 2011-11-08 15:15 | BAXTER\todd.deboer | 100 | V-785 | FIT-1338 | 1DE09-1DE08 | {D55BBA48-A159-4DFE-A3AE-6EC6B01EA149}
545 | wMAIN-859 | CE | 1977 MUNICIPAL WATER SYSTEM CONSTRUCTION | 1977 | State Hwy 210 | Minnesota District 7AA | None | 44.5002 | DIP | 12 |  | 75 | 200 | 8900.0416 | 890.0042 | 1468.5069 | 11258.5526 | 28 |  | Potable | 1 | 1 | 1 | 1 | 2011-11-08 15:15 | BAXTER\todd.deboer | 100 | V-796 | FIT-364 | 1CE22-1CE35 | {BFDE4D7F-0993-47A8-8E33-C6C4AD2ADF00}
546 | wMAIN-860 | CE | 1977 MUNICIPAL WATER SYSTEM CONSTRUCTION | 1977 | State Hwy 210 | Minnesota District 7AA | None | 41.6829 | DIP | 12 |  | 75 | 200 | 8336.5864 | 833.6586 | 1375.5368 | 10545.7818 | 28 |  | Potable | 1 | 1 | 1 | 1 | 2011-11-08 15:15 | BAXTER\todd.deboer | 100 | FIT-364 | FIT-1888 | 1CE35-1CE21 | {24709850-2EB2-4E23-9D81-7007B1ADD20E}
547 | wMAIN-863 | JG | 1979 WATER IMPROVEMENTS | 1979 | Knollwood Ct | Knollwood Dr | None | 605.1463 | PVC | 8 |  | 75 | 160 | 96823.4114 | 9682.3411 | 15975.8629 | 122481.6154 | 30 |  | Potable | 1 | 1 | 1 | 1 | 2011-11-08 15:15 | BAXTER\todd.deboer | 101 | FIT-1256 | FIT-1283 | 1JG26-1JG29 | {1E0BC110-DD6B-4362-B846-04123F22EE84}
548 | wMAIN-864 | JH | 1979 WATER IMPROVEMENTS | 1979 | Knollwood Dr | Woodland Rd | Knollwood Ct | 643.3271 | PVC | 10 |  | 75 | 180 | 115798.8761 | 11579.8876 | 19106.8146 | 146485.5783 | 30 |  | Potable | 1 | 1 | 1 | 1 | 2011-11-08 15:15 | BAXTER\todd.deboer | 101 | FIT-1282 | FIT-1259 | 1JG24-1JH01 | {601A476D-9E14-41CC-9EEE-91AC0F2ED64D}
549 | wMAIN-865 | JH | 1979 WATER IMPROVEMENTS | 1979 | Knollwood Dr | Kingwood Dr | Woodland Rd | 525.0904 | PVC | 10 |  | 75 | 180 | 94516.2803 | 9451.628 | 15595.1862 | 119563.0946 | 30 |  | Potable | 1 | 1 | 1 | 1 | 2011-11-08 15:15 | BAXTER\todd.deboer | 101 | V-903 | FIT-1264 | 1JH15-1JH16 | {FD5AD9E2-2625-4269-8C4D-13089E33924C}
550 | wMAIN-866 | JH | 1979 WATER IMPROVEMENTS | 1979 | Kingwood Dr | Timberlane Dr | Kingwood Dr | 422.9872 | PVC | 10 |  | 75 | 180 | 76137.6983 | 7613.7698 | 12562.7202 | 96314.1884 | 30 |  | Potable | 1 | 1 | 1 | 1 | 2011-11-08 15:15 | BAXTER\todd.deboer | 101 | FIT-1265 | V-897 | 1JH19-1JH21 | {CBCFDF75-C9D4-41B1-82E0-2284B243EF1F}
551 | wMAIN-867 | JG | 1979 WATER IMPROVEMENTS | 1979 | Timberlane Dr | Park St | Knollwood Dr | 156.2491 | PVC | 8 |  | 75 | 160 | 24999.8488 | 2499.9849 | 4124.975 | 31624.8087 | 30 |  | Potable | 1 | 1 | 1 | 1 | 2011-11-08 15:15 | BAXTER\todd.deboer | 101 | V-880 | FIT-1679 | 1JG11-1JG12 | {0F2DA8F0-8623-4212-94DB-3CE3020ACBCF}
552 | wMAIN-868 | IG | 1979 WATER IMPROVEMENTS | 1979 | Timberlane Dr | Park St | None | 482.1956 | PVC | 6 |  | 75 | 140 | 67507.383 | 6750.7383 | 11138.7182 | 85396.8395 | 30 |  | Potable | 1 | 1 | 1 | 1 | 2011-11-08 15:15 | BAXTER\todd.deboer | 101 | V-905 | FIT-1277 | 1IG08-1IG09 | {22FF60CD-4976-48D7-BEB6-9BEE107EBEA7}
553 | wMAIN-869 | IG | 1979 WATER IMPROVEMENTS | 1979 | Timberlane Dr | Park St | None | 634.4008 | PVC | 6 |  | 75 | 140 | 88816.1106 | 8881.6111 | 14654.6582 | 112352.3799 | 30 |  | Potable | 1 | 1 | 1 | 1 | 2011-11-08 15:15 | BAXTER\todd.deboer | 101 | FIT-1277 | V-873 | 1IG09-1JG22 | {5C9F167C-3B60-4058-BF41-A4439772E770}
554 | wMAIN-870 | JH | 1979 WATER IMPROVEMENTS | 1979 | Timberlane Dr | Woodland Rd | Park St | 641.1122 | PVC | 6 |  | 75 | 140 | 89755.7146 | 8975.5715 | 14809.6929 | 113540.979 | 30 |  | Potable | 1 | 1 | 1 | 1 | 2011-11-08 15:15 | BAXTER\todd.deboer | 101 | V-901 | FIT-1278 | 1JH07-1JG21 | {567775D5-8E78-4F2A-B1EA-CD183C81D570}
555 | wMAIN-871 | JH | 1979 WATER IMPROVEMENTS | 1979 | Timberlane Dr | Knollwood Dr | Woodland Rd | 233.1228 | PVC | 6 |  | 75 | 140 | 32637.1878 | 3263.7188 | 5385.136 | 41286.0426 | 30 |  | Potable | 1 | 1 | 1 | 1 | 2011-11-08 15:15 | BAXTER\todd.deboer | 101 | FIT-1262 | V-898 | 1JH11-1JH14 | {9197D21A-63CB-4F0E-9076-93EB5A1688CE}
556 | wMAIN-872 | JI | 1979 WATER IMPROVEMENTS | 1979 | Knollwood Dr | Interlacken Rd | Timberlane Dr | 422.9136 | PVC | 10 |  | 75 | 180 | 76124.4565 | 7612.4457 | 12560.5353 | 96297.4375 | 30 |  | Potable | 1 | 1 | 1 | 1 | 2011-11-08 15:15 | BAXTER\todd.deboer | 101 | FIT-1263 | FIT-1272 | 1JH22-1JI01 | {EE7FFFEB-6853-4114-8124-7476F431C1CE}
557 | wMAIN-873 | KJ | 1979 WATER IMPROVEMENTS | 1979 | Jepson Rd | Knollwood Dr | None | 440.456 | PVC | 8 |  | 75 | 160 | 70472.967 | 7047.2967 | 11628.0396 | 89148.3033 | 30 |  | Potable | 1 | 1 | 1 | 1 | 2011-11-08 15:15 | BAXTER\todd.deboer | 101 | V-1199 | FIT-412 | 1KJ02-1KJ03 | {3D0CB7D1-FF68-4C3F-A0FA-6CA39900BC43}
558 | wMAIN-874 | KJ | 1981 UTILITY IMPROVEMENTS | 1981 | Knollwood Dr | Highland Senic Rd | Jepson Rd | 370.0921 | PVC | 10 |  | 75 | 180 | 66616.5778 | 6661.6578 | 10991.7353 | 84269.9709 | 32 | CONNECTED TO EXISTING | Potable | 1 | 1 | 1 | 1 | 2011-11-08 15:15 | BAXTER\todd.deboer | 102 | FIT-1854 | FIT-1170 | 1KJ13-1KJ21 | {CD06F7C0-7173-43CB-B97E-0D406C71539B}
559 | wMAIN-875 | KH | 1979 WATER IMPROVEMENTS | 1979 | Kingwood Dr | Kentwood Dr | Knollwood Dr | 738.1915 | PVC | 8 |  | 75 | 160 | 118110.6443 | 11811.0644 | 19488.2563 | 149409.9651 | 30 |  | Potable | 1 | 1 | 1 | 1 | 2011-11-08 15:15 | BAXTER\todd.deboer | 101 | V-895 | FIT-1239 | 1JH20-1KH01 | {46D370A2-1F08-4192-9D49-E11DCECDC9AC}
560 | wMAIN-876 | KH | 1979 WATER IMPROVEMENTS | 1979 | Kingwood Dr | Interlacken Rd | Kentwood Dr | 562.636 | PVC | 8 |  | 75 | 160 | 90021.7645 | 9002.1765 | 14853.5912 | 113877.5322 | 30 |  | Potable | 1 | 1 | 1 | 1 | 2011-11-08 15:15 | BAXTER\todd.deboer | 101 | FIT-1238 | V-883 | 1KH03-1KI01 | {3C454331-DF28-4649-9C14-B292D9995A72}
561 | wMAIN-877 | KH | SOUTHDALE UTILITY EXTENSION AND KENWOOD DRIVE IMPROVEMENTS | 1987 | Parkwood Dr | Mountain Ash Dr | Kingwood Dr | 597.5616 | PVC | 6 |  | 75 | 140 | 83658.622 | 8365.8622 | 13803.6726 | 105828.1569 | 38 |  | Potable | 1 | 1 | 1 | 1 | 2011-11-08 15:15 | BAXTER\todd.deboer | 267 | V-1202 | FIT-1049 | 1KH02-1KH06 | {013DE538-B0E1-482E-8309-14BCC46BC186}
562 | wMAIN-878 | KH | WEDGEWOOD AND OAK STREET IMPROVEMENTS | 1992 | Parkwood Dr | Mountain Ash Dr | Kingwood Dr | 269.7831 | PVC | 8 |  | 75 | 160 | 43165.2997 | 4316.53 | 7122.2744 | 54604.1041 | 43 |  | Potable | 1 | 1 | 1 | 1 | 2011-11-08 15:15 | BAXTER\todd.deboer | 289 | FIT-1661 | FIT-365 | 1KI16-1KH10 | {59CB3CCF-9B50-401C-8D46-C32A15D5233F}
563 | wMAIN-879 | KI | 1997 WEDGEWOOD IMPROVEMENTS | 1997 | Parkwood Dr | Parkwood Ct | Mountain Ash Dr | 103.3901 | PVC | 8 |  | 75 | 160 | 16542.4229 | 1654.2423 | 2729.4998 | 20926.165 | 48 |  | Potable | 1 | 1 | 1 | 1 | 2012-05-11 12:19 | BAXTER\todd.deboer | 288 | wFIT-1142 | wVLV-1051 | 1KI26-1KI15 | {BEAE06B4-24FD-4022-B6AA-898636BE1903}
564 | wMAIN-880 | KI | 1997 WEDGEWOOD IMPROVEMENTS | 1997 | Parkwood Dr | Parkwood Ct | Mountain Ash Dr | 360.7087 | PVC | 8 |  | 75 | 160 | 57713.3937 | 5771.3394 | 9522.71 | 73007.443 | 48 |  | Potable | 1 | 1 | 1 | 1 | 2012-05-11 12:19 | BAXTER\todd.deboer | 288 | wFIT-1144 | wFIT-1142 | 1KI20-1KI26 | {060F3198-D7EE-4193-8638-B68C156AE531}
565 | wMAIN-881 | KI | 1997 WEDGEWOOD IMPROVEMENTS | 1997 | Parkwood Dr | Wedgewood Rd | Parkwood Ct | 547.9459 | PVC | 8 |  | 75 | 160 | 87671.3438 | 8767.1344 | 14465.7717 | 110904.2499 | 48 |  | Potable | 1 | 1 | 1 | 1 | 2012-05-11 12:17 | BAXTER\todd.deboer | 288 | wFIT-1143 | wVLV-1053 | 1KJ24-1KI19 | {0C1500F4-93AF-4B3F-B580-7F8767F3FD11}
566 | wMAIN-882 | LJ | 1997 WEDGEWOOD IMPROVEMENTS | 1997 | Wedgewood Rd | Parkwood Dr | Mountain Ash Dr | 469.8869 | PVC | 6 |  | 75 | 140 | 65784.1603 | 6578.416 | 10854.3865 | 83216.9628 | 48 |  | Potable | 1 | 1 | 1 | 1 | 2012-05-11 12:14 | BAXTER\todd.deboer | 105 | wVLV-1059 | wFIT-1138 | 1LJ19-1LJ18 | {CF3014EA-0821-4CB1-A65C-0573E7098BB3}
567 | wMAIN-883 | LI | 1995 WEDGEWOOD IMPROVEMENTS | 1996 | Lakewood Ln | Wedgewood Rd | Mountain Ash Dr | 483.2654 | PVC | 6 |  | 75 | 140 | 67657.161 | 6765.7161 | 11163.4316 | 85586.3086 | 47 | CONNECTED TO EXISTING | Potable | 1 | 1 | 1 | 1 | 2011-11-08 15:15 | BAXTER\todd.deboer | 105 | FIT-407 | FIT-1666 | 1LI24-1LI25 | {E264B7F2-DA53-444D-B55C-540836A64FE9}
568 | wMAIN-884 | LJ | 1997 WEDGEWOOD IMPROVEMENTS | 1997 | Parkwood Dr | Wedgewood Rd | Wedgewood Rd | 425.3167 | PVC | 8 |  | 75 | 160 | 68050.6744 | 6805.0674 | 11228.3613 | 86084.1032 | 48 |  | Potable | 1 | 1 | 1 | 1 | 2012-05-11 12:15 | BAXTER\todd.deboer | 105 | wFIT-1138 | wVLV-1057 | 1LJ18-1KJ23 | {ABE52E9F-7E6E-4728-9AC5-7D86FBE16E1C}
569 | wMAIN-885 | LJ | 1997 WEDGEWOOD IMPROVEMENTS | 1997 | Parkwood Dr | Highland Senic Rd | Wedgewood Rd | 248.0241 | PVC | 8 |  | 75 | 160 | 39683.8556 | 3968.3856 | 6547.8362 | 50200.0774 | 48 |  | Potable | 1 | 1 | 1 | 1 | 2012-05-11 12:14 | BAXTER\todd.deboer | 105 | wVLV-1063 | wVLV-1060 | 1LJ11-1LJ12 | {BE94E765-740D-4BD4-8F4C-B6CF311F73B4}
570 | wMAIN-886 | LI | 1981 UTILITY IMPROVEMENTS | 1981 | Highland Senic Rd | Mountain Ash Dr | Parkwood Dr | 170.0793 | PVC | 10 |  | 75 | 180 | 30614.2691 | 3061.4269 | 5051.3544 | 38727.0504 | 32 |  | Potable | 1 | 1 | 1 | 1 | 2011-11-08 15:15 | BAXTER\todd.deboer | 102 | FIT-1668 | FIT-1053 | 1LI08-1LJ01 | {1D5B6058-77DE-4D59-B483-14B747E76740}
571 | wMAIN-893 | KK | 2003 KNOLLWOOD DRIVE EXTENSION, BRONSON ROAD/MICHELLE CIRCLE AREA AND EXCELSIOR ROAD IMPROVEMENTS | 2004 | Knollwood Dr | Highland Senic Rd | Forestview Middle School | 604.4309 | PVC | 12 |  | 75 | 200 | 120886.1757 | 12088.6176 | 19946.219 | 152921.0123 | 55 |  | Potable | 1 | 1 | 1 | 1 | 2021-04-19 14:16 | BAXTER\tdeboer | 225 | wFIT-366 | wVLV-1151 | 1KK09-1KK10 | {A559C40A-94A2-4670-8823-BB978B93A767}
572 | wMAIN-894 | KK | 2003 KNOLLWOOD DRIVE EXTENSION, BRONSON ROAD/MICHELLE CIRCLE AREA AND EXCELSIOR ROAD IMPROVEMENTS | 2004 | Knollwood Dr | Forestview Middle School | None | 296.7362 | PVC | 12 |  | 75 | 200 | 59347.25 | 5934.725 | 9792.2962 | 75074.2712 | 55 |  | Potable | 1 | 1 | 1 | 1 | 2021-04-19 14:17 | BAXTER\tdeboer | 225 | wFIT-1083 | wVLV-1149 | 1KK18-1KK21 | {07F3CDCB-3C88-4A16-B3B9-1902F6786935}
573 | wMAIN-895 | KK | 2003 KNOLLWOOD DRIVE EXTENSION, BRONSON ROAD/MICHELLE CIRCLE AREA AND EXCELSIOR ROAD IMPROVEMENTS | 2004 | Knollwood Dr | Forestview Middle School | None | 284.8711 | PVC | 12 |  | 75 | 200 | 56974.2183 | 5697.4218 | 9400.746 | 72072.3861 | 55 |  | Potable | 1 | 1 | 1 | 1 | 2021-04-19 14:18 | BAXTER\tdeboer | 225 | wFIT-1085 | wFIT-1086 | 1KK31-1KK34 | {C49242FB-5F66-42BC-A7F5-D7C1BEB281B2}
574 | wMAIN-896 | KK | 2003 KNOLLWOOD DRIVE EXTENSION, BRONSON ROAD/MICHELLE CIRCLE AREA AND EXCELSIOR ROAD IMPROVEMENTS | 2004 | Knollwood Dr | Forestview Middle School | None | 350.3309 | PVC | 12 |  | 75 | 200 | 70066.1776 | 7006.6178 | 11560.9193 | 88633.7147 | 55 |  | Potable | 1 | 1 | 1 | 1 | 2021-04-19 14:19 | BAXTER\tdeboer | 225 | wFIT-1086 | wFIT-1072 | 1KK34-1KK37 | {BAFEC719-CC0F-48A9-BB7F-2363E59D3AA8}
575 | wMAIN-897 | KK | 2003 KNOLLWOOD DRIVE EXTENSION, BRONSON ROAD/MICHELLE CIRCLE AREA AND EXCELSIOR ROAD IMPROVEMENTS | 2004 | Knollwood Dr | Forestview Middle School | None | 74.9745 | PVC | 12 |  | 75 | 200 | 14994.8983 | 1499.4898 | 2474.1582 | 18968.5464 | 55 |  | Potable | 1 | 1 | 1 | 1 | 2021-04-19 14:19 | BAXTER\tdeboer | 225 | wFIT-1072 | wVLV-1143 | 1KK37-1KK40 | {9DF25C73-BE75-4336-8F35-1AD5B7387F5E}
576 | wMAIN-898 | JK | 2003 KNOLLWOOD DRIVE EXTENSION, BRONSON ROAD/MICHELLE CIRCLE AREA AND EXCELSIOR ROAD IMPROVEMENTS | 2004 | Knollwood Dr | Forestview Middle School | None | 65.7167 | PVC | 8 |  | 75 | 160 | 10514.6674 | 1051.4667 | 1734.9201 | 13301.0543 | 55 |  | Potable | 1 | 1 | 1 | 1 | 2021-04-19 14:19 | BAXTER\tdeboer | 225 | wVLV-1145 | wFIT-563 | 1KK42-1JK01 | {F969C020-B466-4BA9-8214-36479E743460}
577 | wMAIN-899 | KK | 2003 KNOLLWOOD DRIVE EXTENSION, BRONSON ROAD/MICHELLE CIRCLE AREA AND EXCELSIOR ROAD IMPROVEMENTS | 2004 | Knollwood Dr | Forestview Middle School | None | 506.1026 | PVC | 12 |  | 75 | 200 | 101220.5216 | 10122.0522 | 16701.3861 | 128043.9598 | 55 |  | Potable | 1 | 1 | 1 | 1 | 2021-04-19 14:21 | BAXTER\tdeboer | 225 | wVLV-1144 | wFIT-1081 | 1KK43-1KL01 | {7E2715EA-CE9D-4151-A7E5-245BC246793C}
578 | wMAIN-900 | KL | 2003 KNOLLWOOD DRIVE EXTENSION, BRONSON ROAD/MICHELLE CIRCLE AREA AND EXCELSIOR ROAD IMPROVEMENTS | 2004 | Knollwood Dr | Forestview Middle School | None | 417.0132 | PVC | 12 |  | 75 | 200 | 83402.6397 | 8340.264 | 13761.4356 | 105504.3392 | 55 |  | Potable | 1 | 1 | 1 | 1 | 2021-04-19 14:21 | BAXTER\tdeboer | 225 | wFIT-1081 | wVLV-1142 | 1KL01-1KL04 | {DB274102-1AE1-414E-8D47-7190A5460BFC}
579 | wMAIN-901 | JM | 2003 MISSISSIPPI MEADOWS IMPROVEMENTS | 2003 | Joshua Tree Cir | Joneswood Dr | Mapleton Rd | 328.8986 | PVC | 10 |  | 75 | 180 | 59201.7513 | 5920.1751 | 9768.289 | 74890.2154 | 54 |  | Potable | 1 | 1 | 1 | 1 | 2011-11-08 15:15 | BAXTER\todd.deboer | 242 | FIT-1309 | V-833 | 1JM01-1JM04 | {DBE89039-FBCF-4970-BE32-285D604B0AB6}
580 | wMAIN-902 | JM | 2006 JASPERWOOD EAST PHASE ONE IMPROVEMENTS | 2006 | Mildred Rd | Ironwood Dr | Jasperwood Dr | 37.1397 | PVC | 8 |  | 75 | 160 | 5942.3519 | 594.2352 | 980.4881 | 7517.0751 | 57 |  | Potable | 1 | 1 | 1 | 1 | 2011-11-08 15:15 | BAXTER\todd.deboer | 208 | FIT-287 | V-244 | 1JM58-1JM61 | {3D847128-867A-47C5-97BE-B95483A57E29}
581 | wMAIN-903 | JM | 2006 JASPERWOOD EAST PHASE ONE IMPROVEMENTS | 2006 | Marble Rd | Joneswood Dr | Jasperwood Dr | 125.3087 | PVC | 10 |  | 75 | 180 | 22555.5735 | 2255.5573 | 3721.6696 | 28532.8004 | 57 |  | Potable | 1 | 1 | 1 | 1 | 2011-11-08 15:15 | BAXTER\todd.deboer | 208 | FIT-288 | FIT-289 | 1JM26-1JM55 | {8D60586C-E9BE-458E-A189-9299DADDF9CD}
582 | wMAIN-904 | JM | 2006 JASPERWOOD EAST PHASE ONE IMPROVEMENTS | 2006 | Marble Rd | Jasperwood Dr | Ironwood Dr | 2.9565 | PVC | 10 |  | 75 | 180 | 532.1656 | 53.2166 | 87.8073 | 673.1894 | 57 |  | Potable | 1 | 1 | 1 | 1 | 2011-11-08 15:15 | BAXTER\todd.deboer | 208 | FIT-288 | V-246 | 1JM55-1JM56 | {90114F05-2119-4A73-88A7-2AFC3EA95576}
583 | wMAIN-905 | IM | 2006 JASPERWOOD EAST PHASE ONE IMPROVEMENTS | 2006 | Marble Rd | Jasperwood Dr | Ironwood Dr | 230.374 | PVC | 10 |  | 75 | 180 | 41467.3242 | 4146.7324 | 6842.1085 | 52456.1652 | 57 |  | Potable | 1 | 1 | 1 | 1 | 2011-11-08 15:15 | BAXTER\todd.deboer | 208 | V-246 | FIT-283 | 1JM56-1IM01 | {C5F4E5CB-8572-451F-B31A-326FC3FEDC9C}
584 | wMAIN-908 | IM | 2006 JASPERWOOD EAST PHASE ONE IMPROVEMENTS | 2006 | Marble Rd | Jasperwood Dr | Ironwood Dr | 46.3906 | PVC | 8 |  | 75 | 160 | 7422.5003 | 742.25 | 1224.7125 | 9389.4628 | 57 |  | Potable | 1 | 1 | 1 | 1 | 2011-11-08 15:15 | BAXTER\todd.deboer | 208 | FIT-283 | FIT-282 | 1IM04-1IM05 | {75CA0079-7645-44B9-9F61-224D1249F032}
585 | wMAIN-909 | IM | 2006 JASPERWOOD EAST PHASE ONE IMPROVEMENTS | 2006 | Marble Rd | Jasperwood Dr | Ironwood Dr | 4.0965 | PVC | 8 |  | 75 | 160 | 655.4432 | 65.5443 | 108.1481 | 829.1356 | 57 |  | Potable | 1 | 1 | 1 | 1 | 2011-11-08 15:15 | BAXTER\todd.deboer | 208 | FIT-282 | V-234 | 1IM04-1IM05 | {CADEF9BF-BBD3-414D-9086-62FCDE8BB717}
586 | wMAIN-910 | IM | 2006 JASPERWOOD EAST PHASE ONE IMPROVEMENTS | 2006 | Marble Rd | Jasperwood Dr | Ironwood Dr | 314.4506 | PVC | 10 |  | 75 | 180 | 56601.1139 | 5660.1114 | 9339.1838 | 71600.4091 | 57 |  | Potable | 1 | 1 | 1 | 1 | 2011-11-08 15:15 | BAXTER\todd.deboer | 208 | FIT-282 | FIT-281 | 1IM04-1IM07 | {87464400-E2AC-4AF6-B2E2-10FE43F78556}
587 | wMAIN-913 | IM | 2006 JASPERWOOD EAST PHASE ONE IMPROVEMENTS | 2006 | Marble Rd | Jasperwood Dr | Ironwood Dr | 52.3625 | PVC | 10 |  | 75 | 180 | 9425.2583 | 942.5258 | 1555.1676 | 11922.9518 | 57 |  | Potable | 1 | 1 | 1 | 1 | 2011-11-08 15:15 | BAXTER\todd.deboer | 208 | FIT-281 | FIT-280 | 1IM07-1IM10 | {3C34245F-2B6E-417C-82AC-192E85626CD7}
588 | wMAIN-914 | IM | 2006 JASPERWOOD EAST PHASE ONE IMPROVEMENTS | 2006 | Ironwood Dr | Marble Rd | Mildred Rd | 3.4386 | PVC | 12 |  | 75 | 200 | 687.7253 | 68.7725 | 113.4747 | 869.9725 | 57 |  | Potable | 1 | 1 | 1 | 1 | 2011-11-08 15:15 | BAXTER\todd.deboer | 208 | FIT-280 | V-232 | 1IM10-1IM11 | {429798ED-1DD6-4CD3-BB40-42256946BEA3}
589 | wMAIN-915 | IM | 2006 JASPERWOOD EAST PHASE ONE IMPROVEMENTS | 2006 | Marble Rd | Jasperwood Dr | Ironwood Dr | 3.4389 | PVC | 12 |  | 75 | 200 | 687.785 | 68.7785 | 113.4845 | 870.0481 | 57 |  | Potable | 1 | 1 | 1 | 1 | 2011-11-08 15:15 | BAXTER\todd.deboer | 208 | FIT-280 | V-231 | 1IM10-1IM12 | {F9EA8F16-CFF8-4C04-A8F7-16F9E45DC1CB}
590 | wMAIN-916 | JM | 2006 JASPERWOOD EAST PHASE ONE IMPROVEMENTS | 2006 | Jasperwood Dr | Marble Rd | Mildred Rd | 3.1823 | PVC | 8 |  | 75 | 160 | 509.1659 | 50.9166 | 84.0124 | 644.0949 | 57 |  | Potable | 1 | 1 | 1 | 1 | 2011-11-08 15:15 | BAXTER\todd.deboer | 208 | FIT-288 | V-247 | 1JM55-1JM57 | {3713C204-9974-4974-954B-05665F0B1403}
591 | wMAIN-917 | JM | 2006 JASPERWOOD EAST PHASE ONE IMPROVEMENTS | 2006 | Jasperwood Dr | Marble Rd | Mildred Rd | 575.7695 | PVC | 8 |  | 75 | 160 | 92123.1224 | 9212.3122 | 15200.3152 | 116535.7498 | 57 |  | Potable | 1 | 1 | 1 | 1 | 2011-11-08 15:15 | BAXTER\todd.deboer | 208 | V-247 | FIT-287 | 1JM57-1JM58 | {3EB7E4B8-3861-46D1-A514-B8221F7282A8}
592 | wMAIN-920 | IM | 2006 JASPERWOOD EAST PHASE ONE IMPROVEMENTS | 2006 | Mildred Rd | Ironwood Dr | Jasperwood Dr | 178.6437 | PVC | 8 |  | 75 | 160 | 28582.997 | 2858.2997 | 4716.1945 | 36157.4913 | 57 |  | Potable | 1 | 1 | 1 | 1 | 2011-11-08 15:15 | BAXTER\todd.deboer | 208 | V-244 | FIT-267 | 1JM61-1IM30 | {45D0A8ED-78CE-42BF-8B11-32A5BC412EEF}
593 | wMAIN-921 | IM | 2006 JASPERWOOD EAST PHASE ONE IMPROVEMENTS | 2006 | Mildred Rd | Ironwood Dr | Jasperwood Dr | 50.9908 | PVC | 8 |  | 75 | 160 | 8158.5205 | 815.852 | 1346.1559 | 10320.5284 | 57 | STUB NORTH | Potable | 1 | 1 | 1 | 1 | 2011-11-08 15:15 | BAXTER\todd.deboer | 208 | V-243 | FIT-273 | 1IM33-1IM34 | {2EDEC507-3293-4D51-A4B2-D966E4ECDA2E}
594 | wMAIN-922 | IM | 2006 JASPERWOOD EAST PHASE ONE IMPROVEMENTS | 2006 | Mildred Rd | Ironwood Dr | Jasperwood Dr | 2.3024 | PVC | 8 |  | 75 | 160 | 368.3792 | 36.8379 | 60.7826 | 465.9997 | 57 |  | Potable | 1 | 1 | 1 | 1 | 2011-11-08 15:15 | BAXTER\todd.deboer | 208 | FIT-267 | V-243 | 1IM30-1IM33 | {BA158B7D-5F4A-4340-892D-A10679E751C1}
595 | wMAIN-923 | IM | 2006 JASPERWOOD EAST PHASE ONE IMPROVEMENTS | 2006 | Mildred Rd | Ironwood Dr | Jasperwood Dr | 2.3027 | PVC | 8 |  | 75 | 160 | 368.4301 | 36.843 | 60.791 | 466.0641 | 57 |  | Potable | 1 | 1 | 1 | 1 | 2011-11-08 15:15 | BAXTER\todd.deboer | 208 | FIT-267 | V-242 | 1IM30-1IM31 | {28FF7438-4221-4BD8-ADE0-42C7F926DBE9}
596 | wMAIN-924 | IM | 2006 JASPERWOOD EAST PHASE ONE IMPROVEMENTS | 2006 | Mildred Rd | Ironwood Dr | Jasperwood Dr | 28.0138 | PVC | 8 |  | 75 | 160 | 4482.2053 | 448.2205 | 739.5639 | 5669.9897 | 57 | STUB SOUTH | Potable | 1 | 1 | 1 | 1 | 2011-11-08 15:15 | BAXTER\todd.deboer | 208 | V-242 | FIT-272 | 1IM31-1IM32 | {AD3AE8CF-0633-454F-89CC-07452EBB9E87}
597 | wMAIN-925 | IM | 2006 JASPERWOOD EAST PHASE ONE IMPROVEMENTS | 2006 | Mildred Rd | Ironwood Dr | Jasperwood Dr | 229.7297 | PVC | 8 |  | 75 | 160 | 36756.7523 | 3675.6752 | 6064.8641 | 46497.2917 | 57 |  | Potable | 1 | 1 | 1 | 1 | 2011-11-08 15:15 | BAXTER\todd.deboer | 208 | FIT-267 | FIT-266 | 1IM30-1IM22 | {73FDF4D5-4010-45BD-82C3-B71C479CA048}
598 | wMAIN-928 | IM | 2006 JASPERWOOD EAST PHASE ONE IMPROVEMENTS | 2006 | Mildred Rd | Ironwood Dr | Jasperwood Dr | 1.9723 | PVC | 8 |  | 75 | 160 | 315.567 | 31.5567 | 52.0686 | 399.1923 | 57 | STUB NORTH | Potable | 1 | 1 | 1 | 1 | 2011-11-08 15:15 | BAXTER\todd.deboer | 208 | FIT-276 | FIT-271 | 1IM26-1IM27 | {6C774550-DBF9-47C4-8969-85BE8AB76483}
599 | wMAIN-929 | IM | 2006 JASPERWOOD EAST PHASE ONE IMPROVEMENTS | 2006 | Mildred Rd | Ironwood Dr | Jasperwood Dr | 46.7201 | PVC | 8 |  | 75 | 160 | 7475.21 | 747.521 | 1233.4096 | 9456.1406 | 57 |  | Potable | 1 | 1 | 1 | 1 | 2011-11-08 15:15 | BAXTER\todd.deboer | 208 | V-241 | FIT-276 | 1IM25-1IM26 | {BE9CEED2-C071-40FF-B44D-0F7A9CEEE0D0}
600 | wMAIN-930 | IM | 2006 JASPERWOOD EAST PHASE ONE IMPROVEMENTS | 2006 | Mildred Rd | Ironwood Dr | Jasperwood Dr | 3.0314 | PVC | 8 |  | 75 | 160 | 485.0194 | 48.5019 | 80.0282 | 613.5495 | 57 |  | Potable | 1 | 1 | 1 | 1 | 2011-11-08 15:15 | BAXTER\todd.deboer | 208 | FIT-266 | V-241 | 1IM22-1IM25 | {FE51661C-05A5-440F-BDF7-1440507A83D5}
601 | wMAIN-931 | IM | 2006 JASPERWOOD EAST PHASE ONE IMPROVEMENTS | 2006 | Mildred Rd | Ironwood Dr | Jasperwood Dr | 2.9687 | PVC | 8 |  | 75 | 160 | 474.9873 | 47.4987 | 78.3729 | 600.8589 | 57 |  | Potable | 1 | 1 | 1 | 1 | 2011-11-08 15:15 | BAXTER\todd.deboer | 208 | FIT-266 | V-240 | 1IM22-1IM23 | {E5F7EA99-D55F-4508-B107-934C02975AD9}
602 | wMAIN-932 | IM | 2006 JASPERWOOD EAST PHASE ONE IMPROVEMENTS | 2006 | Mildred Rd | Ironwood Dr | Jasperwood Dr | 28.4605 | PVC | 8 |  | 75 | 160 | 4553.6808 | 455.3681 | 751.3573 | 5760.4062 | 57 |  | Potable | 1 | 1 | 1 | 1 | 2011-11-08 15:15 | BAXTER\todd.deboer | 208 | V-240 | FIT-270 | 1IM23-1IM24 | {1DED0AB0-5210-41E6-8B28-54932DD2286E}
603 | wMAIN-933 | IM | 2006 JASPERWOOD EAST PHASE ONE IMPROVEMENTS | 2006 | Mildred Rd | Ironwood Dr | Jasperwood Dr | 227.3354 | PVC | 8 |  | 75 | 160 | 36373.6588 | 3637.3659 | 6001.6537 | 46012.6783 | 57 |  | Potable | 1 | 1 | 1 | 1 | 2011-11-08 15:15 | BAXTER\todd.deboer | 208 | FIT-266 | FIT-286 | 1IM22-1IM19 | {BCCF6FFA-76AA-46DD-9539-165A7EDC33CC}
604 | wMAIN-934 | IM | 2006 JASPERWOOD EAST PHASE ONE IMPROVEMENTS | 2006 | Mildred Rd | Ironwood Dr | Jasperwood Dr | 40.9938 | PVC | 8 |  | 75 | 160 | 6559.0111 | 655.9011 | 1082.2368 | 8297.149 | 57 |  | Potable | 1 | 1 | 1 | 1 | 2011-11-08 15:15 | BAXTER\todd.deboer | 208 | V-238 | FIT-269 | 1IM20-1IM21 | {AD55C572-C72F-4451-9D58-12BE6D308CE3}
605 | wMAIN-935 | IM | 2006 JASPERWOOD EAST PHASE ONE IMPROVEMENTS | 2006 | Mildred Rd | Ironwood Dr | Jasperwood Dr | 2.9783 | PVC | 8 |  | 75 | 160 | 476.5233 | 47.6523 | 78.6264 | 602.802 | 57 |  | Potable | 1 | 1 | 1 | 1 | 2011-11-08 15:15 | BAXTER\todd.deboer | 208 | FIT-286 | V-238 | 1IM19-1IM20 | {D12DE513-F339-48C1-9BD7-BBEC0D670302}
606 | wMAIN-937 | IM | 2006 JASPERWOOD EAST PHASE ONE IMPROVEMENTS | 2006 | Mildred Rd | Ironwood Dr | Jasperwood Dr | 47.4129 | PVC | 8 |  | 75 | 160 | 7586.0651 | 758.6065 | 1251.7007 | 9596.3723 | 57 |  | Potable | 1 | 1 | 1 | 1 | 2011-11-08 15:15 | BAXTER\todd.deboer | 208 | FIT-285 | V-236 | 1IM16-1IM15 | {CBBDB2F5-EA4B-49C1-BB4D-C077EBC6E42A}
607 | wMAIN-938 | IM | 2006 JASPERWOOD EAST PHASE ONE IMPROVEMENTS | 2006 | Mildred Rd | Ironwood Dr | Jasperwood Dr | 4.5698 | PVC | 8 |  | 75 | 160 | 731.1681 | 73.1168 | 120.6427 | 924.9276 | 57 |  | Potable | 1 | 1 | 1 | 1 | 2011-11-08 15:15 | BAXTER\todd.deboer | 208 | V-236 | FIT-284 | 1IM15-1IM14 | {A7ADBFB7-5D36-4423-8589-49AEAEEE7B6C}
608 | wMAIN-941 | HM | 2006 JASPERWOOD EAST PHASE ONE IMPROVEMENTS | 2006 | Ironwood Dr | Mildred Rd | Mapelton Ct | 3.6194 | PVC | 12 |  | 75 | 200 | 723.8875 | 72.3887 | 119.4414 | 915.7177 | 57 |  | Potable | 1 | 1 | 1 | 1 | 2011-11-08 15:15 | BAXTER\todd.deboer | 208 | FIT-278 | V-228 | 1HM01-1HM02 | {A7497B4D-FF6F-48FB-BBD3-4803DB55FFDB}
609 | wMAIN-942 | HM | 2006 JASPERWOOD EAST PHASE ONE IMPROVEMENTS | 2006 | Mapleton Ct | Ironwood Dr | None | 3.6032 | PVC | 8 |  | 75 | 160 | 576.5053 | 57.6505 | 95.1234 | 729.2791 | 57 |  | Potable | 1 | 1 | 1 | 1 | 2011-11-08 15:15 | BAXTER\todd.deboer | 208 | FIT-278 |  | 1HM01-1HM03 | {4C89A3F3-6376-430A-B883-FE1D796A2BA3}
610 | wMAIN-945 | HM | 2006 JASPERWOOD EAST PHASE ONE IMPROVEMENTS | 2006 | Ironwood Dr | Mildred Rd | Mapelton Ct | 219.6428 | PVC | 12 |  | 75 | 200 | 43928.5668 | 4392.8567 | 7248.2135 | 55569.637 | 57 |  | Potable | 1 | 1 | 1 | 1 | 2011-11-08 15:15 | BAXTER\todd.deboer | 208 | V-228 | FIT-277 | 1HM02-1HL01 | {F6B1E9F2-C3D0-4CC7-9CC8-7AC5CE8CFE5B}
611 | wMAIN-946 | HL | 2006 JASPERWOOD EAST PHASE ONE IMPROVEMENTS | 2006 | Ironwood Dr | Mildred Rd | Mapelton Ct | 3.0001 | PVC | 12 |  | 75 | 200 | 600.0137 | 60.0014 | 99.0023 | 759.0173 | 57 | STUB NORTH | Potable | 1 | 1 | 1 | 1 | 2011-11-08 15:15 | BAXTER\todd.deboer | 208 | FIT-277 | FIT-268 | 1HL01-1HL02 | {B35E3F83-1443-45C3-97C3-4AB6C9650023}
612 | wMAIN-949 | JN | 2004 IRONWOOD MEADOWS IMPROVEMENTS | 2004 | Ottertail Cir | Knotty Pine Dr | Jasperwood Dr | 319.2805 | PVC | 8 |  | 75 | 160 | 51084.8826 | 5108.4883 | 8429.0056 | 64622.3765 | 55 |  | Potable | 1 | 1 | 1 | 1 | 2011-11-08 15:15 | BAXTER\todd.deboer | 206 | FIT-864 | FIT-863 | 1JN08-1JN07 | {68620A6F-CE64-4B16-B22B-4268AD985A5B}
613 | wMAIN-950 | JN | 2004 IRONWOOD MEADOWS IMPROVEMENTS | 2004 | Knotty Pine Dr | Oakdale Rd | Ottertail Cir | 25.0006 | PVC | 8 |  | 75 | 160 | 4000.0912 | 400.0091 | 660.015 | 5060.1153 | 55 |  | Potable | 1 | 1 | 1 | 1 | 2011-11-08 15:15 | BAXTER\todd.deboer | 206 | V-1483 | FIT-865 | 1JN11-1JN12 | {A5A42A50-B325-4B90-B5CF-A99A7E19D4D4}
614 | wMAIN-951 | JN | 2004 IRONWOOD MEADOWS IMPROVEMENTS | 2004 | Knotty Pine Dr | Oakdale Rd | Ottertail Cir | 382.0959 | PVC | 8 |  | 75 | 160 | 61135.3425 | 6113.5343 | 10087.3315 | 77336.2083 | 55 |  | Potable | 1 | 1 | 1 | 1 | 2011-11-08 15:15 | BAXTER\todd.deboer | 206 | FIT-865 | FIT-862 | 1JN12-1JN15 | {2646C13B-D5E5-45EB-89ED-6AA14FB983A4}
615 | wMAIN-952 | JN | 2004 IRONWOOD MEADOWS IMPROVEMENTS | 2004 | Knotty Pine Dr | Oakdale Rd | Ottertail Cir | 428.4235 | PVC | 8 |  | 75 | 160 | 68547.7591 | 6854.7759 | 11310.3802 | 86712.9152 | 55 |  | Potable | 1 | 1 | 1 | 1 | 2011-11-08 15:15 | BAXTER\todd.deboer | 206 | FIT-862 | FIT-860 | 1JN15-1JN18 | {0AFD3DEA-8373-4711-9FB7-95BA0450E9A8}
616 | wMAIN-953 | JN | 2004 IRONWOOD MEADOWS IMPROVEMENTS | 2004 | Oakdale Rd | Knotty Pine Rd | Jasperwood Dr | 417.9953 | PVC | 8 |  | 75 | 160 | 66879.2493 | 6687.9249 | 11035.0761 | 84602.2504 | 55 |  | Potable | 1 | 1 | 1 | 1 | 2011-11-08 15:15 | BAXTER\todd.deboer | 206 | FIT-858 | FIT-857 | 1JN24-1JN27 | {E0968605-610C-4B21-9864-FEC003CEB078}
617 | wMAIN-954 | JN | 2004 IRONWOOD MEADOWS IMPROVEMENTS | 2004 | Oakdale Rd | Knotty Pine Rd | Jasperwood Dr | 347.4051 | PVC | 8 |  | 75 | 160 | 55584.8147 | 5558.4815 | 9171.4944 | 70314.7905 | 55 |  | Potable | 1 | 1 | 1 | 1 | 2011-11-08 15:15 | BAXTER\todd.deboer | 206 | V-1489 | FIT-858 | 1JN23-1JN24 | {9FFBCAAE-0C15-408D-8DAC-CDB198AFCB7D}
618 | wMAIN-955 | KL | 2003 KNOLLWOOD DRIVE EXTENSION, BRONSON ROAD/MICHELLE CIRCLE AREA AND EXCELSIOR ROAD IMPROVEMENTS | 2004 | Forestview Middle School | None | None | 540.8999 | PVC | 8 |  | 75 | 160 | 86543.9869 | 8654.3987 | 14279.7578 | 109478.1435 | 55 |  | Potable | 1 | 1 | 1 | 1 | 2011-11-08 15:15 | BAXTER\todd.deboer | 225 | V-1167 | FIT-1075 | 1KL26-1KL27 | {1FC5B860-8D57-4A5A-9FD4-06E3D7EF1831}
619 | wMAIN-956 | MJ | 2003 HAMPTON SQUARE IMPROVEMENTS | 2004 | Jericho Rd | Mountain Ash Dr | None | 372.9267 | PVC | 8 |  | 75 | 160 | 59668.2687 | 5966.8269 | 9845.2643 | 75480.36 | 55 |  | Potable | 1 | 1 | 1 | 1 | 2011-11-08 15:15 | BAXTER\todd.deboer | 193 | FIT-1057 | FIT-1055 | 1MJ16-1MJ19 | {02CB4ADD-E054-4419-853C-F49FCBEE7C76}
620 | wMAIN-957 | LI | 2003 KNOLLWOOD DRIVE EXTENSION, BRONSON ROAD/MICHELLE CIRCLE AREA AND EXCELSIOR ROAD IMPROVEMENTS | 2004 | Mountain Ash Dr | Highland Senic Rd | Jericho Rd | 365.9059 | PVC | 10 |  | 75 | 180 | 65863.0618 | 6586.3062 | 10867.4052 | 83316.7732 | 55 |  | Potable | 1 | 1 | 1 | 1 | 2011-11-08 15:15 | BAXTER\todd.deboer | 225 | V-1193 | FIT-1058 | 1LI28-1LJ20 | {A6E57770-022E-4DCB-91C0-4CDECE05C1EA}
621 | wMAIN-958 | LI | 1981 UTILITY IMPROVEMENTS | 1981 | Highland Senic Rd | Cedardale Ln | Mountain Ash Dr | 183.6793 | PVC | 10 |  | 75 | 180 | 33062.2731 | 3306.2273 | 5455.2751 | 41823.7755 | 32 |  | Potable | 1 | 1 | 1 | 1 | 2011-11-08 15:15 | BAXTER\todd.deboer | 102 | FIT-1165 | FIT-1164 | 1MI36-1LI01 | {E2F5C3FD-D860-4DC9-B37F-99EDFBBAB097}
622 | wMAIN-961 | NJ | CEDARDALE SOUTH IMPROVEMENTS | 2000 | Jordan Rd | Northern Oak Dr | Norway Spruce Dr | 409.142 | PVC | 8 |  | 75 | 160 | 65462.7169 | 6546.2717 | 10801.3483 | 82810.3369 | 51 |  | Potable | 1 | 1 | 1 | 1 | 2011-11-08 15:15 | BAXTER\todd.deboer | 144 | V-1034 | FIT-1154 | 1NJ22-1NJ23 | {6A3341FA-043F-4FF8-A6B5-AF06E75DEB41}
623 | wMAIN-962 | NJ | CEDARDALE SOUTH IMPROVEMENTS | 2000 | Jordan Rd | Noble Fir Drive | None | 3.0001 | PVC | 8 |  | 75 | 160 | 480.0133 | 48.0013 | 79.2022 | 607.2168 | 51 | STUB WEST | Potable | 1 | 1 | 1 | 1 | 2011-11-08 15:15 | BAXTER\todd.deboer | 144 | FIT-1155 | FIT-572 | 1NJ18-1NJ21 | {E305164F-8B4E-405E-80AB-CF7AB99C67DC}
624 | wMAIN-966 | NJ | CEDARDALE SOUTH IMPROVEMENTS | 2000 | Jordan Rd | Norway Spruce Dr | Noble Fir Dr | 4.0818 | PVC | 6 |  | 75 | 140 | 571.4535 | 57.1454 | 94.2898 | 722.8887 | 51 |  | Potable | 1 | 1 | 1 | 1 | 2011-11-08 15:15 | BAXTER\todd.deboer | 144 | FIT-1156 | V-1035 | 1NJ14-1NJ15 | {E7C01ABF-EAA0-4865-85A0-B5D93B3AC004}
625 | wMAIN-967 | NJ | CEDARDALE SOUTH IMPROVEMENTS | 2000 | Jordan Rd | Norway Spruce Dr | Noble Fir Dr | 62.293 | PVC | 8 |  | 75 | 160 | 9966.8726 | 996.6873 | 1644.534 | 12608.0938 | 51 |  | Potable | 1 | 1 | 1 | 1 | 2011-11-08 15:15 | BAXTER\todd.deboer | 144 | FIT-1157 | FIT-1156 | 1NJ11-1NJ14 | {1EDE9825-55CF-4597-8D81-3F9793783F1F}
626 | wMAIN-970 | NJ | CEDARDALE SOUTH IMPROVEMENTS | 2000 | Jordan Rd | Northern Oak Dr | Norway Spruce Dr | 3.6506 | PVC | 8 |  | 75 | 160 | 584.0959 | 58.4096 | 96.3758 | 738.8813 | 51 |  | Potable | 1 | 1 | 1 | 1 | 2011-11-08 15:15 | BAXTER\todd.deboer | 144 | FIT-1957 | V-1034 | 1NJ04-1NJ22 | {15CC9C79-0EAF-4B7F-8C7B-D741950B400D}
627 | wMAIN-971 | NJ | CEDARDALE SOUTH IMPROVEMENTS | 2000 | Norway Spruce Dr | Savannah Oak Dr | Jordan Rd | 3.7251 | PVC | 8 |  | 75 | 160 | 596.0105 | 59.6011 | 98.3417 | 753.9533 | 51 |  | Potable | 1 | 1 | 1 | 1 | 2011-11-08 15:15 | BAXTER\todd.deboer | 144 | FIT-1957 | V-1033 | 1NJ04-1NJ05 | {01B407E2-1032-4CB5-AFF4-16DD6F9D425C}
628 | wMAIN-972 | NJ | CEDARDALE SOUTH IMPROVEMENTS | 2000 | Jordan Rd | Norway Spruce Dr | Noble Fir Dr | 4.2306 | PVC | 8 |  | 75 | 160 | 676.8991 | 67.6899 | 111.6883 | 856.2773 | 51 |  | Potable | 1 | 1 | 1 | 1 | 2011-11-08 15:15 | BAXTER\todd.deboer | 144 | FIT-1957 | V-1032 | 1NJ04-1NJ10 | {B81E6F0D-598A-42B1-9384-8B90823EB9B9}
629 | wMAIN-973 | NI | CEDARDALE SOUTH IMPROVEMENTS | 2000 | Norway Spruce Dr | Jordan Rd | Cedardale Ln | 528.3928 | PVC | 8 |  | 75 | 160 | 84542.8448 | 8454.2845 | 13949.5694 | 106946.6987 | 51 | CONNECTED TO EXISTING | Potable | 1 | 1 | 1 | 1 | 2011-11-08 15:15 | BAXTER\todd.deboer | 144 | FIT-1853 | FIT-1158 | 1NI24-1NJ01 | {09A20807-A94B-480B-8EC1-4806A845EE6E}
630 | wMAIN-974 | MH | 1990 SOUTHDALE IMPROVEMENTS | 1991 | Highland Scenic Rd | Ashdale Ln | Marohn Rd | 621.3716 | PVC | 8 |  | 75 | 160 | 99419.4552 | 9941.9455 | 16404.2101 | 125765.6108 | 42 |  | Potable | 1 | 1 | 1 | 1 | 2011-11-08 15:15 | BAXTER\todd.deboer | 265 | FIT-1680 | FIT-1159 | 1MH20-1MH17 | {8F725F33-E03B-4762-8109-7707D4CCC887}
631 | wMAIN-975 | MH | 1990 SOUTHDALE IMPROVEMENTS | 1991 | Ashdale Ln | First St | Highland Senic Rd | 588.3748 | PVC | 8 |  | 75 | 160 | 94139.9696 | 9413.997 | 15533.095 | 119087.0616 | 42 |  | Potable | 1 | 1 | 1 | 1 | 2011-11-08 15:15 | BAXTER\todd.deboer | 265 | FIT-1159 | V-583 | 1MH17-1MI41 | {173A47AD-DFD0-4B79-A60B-3E94A1C6EB01}
632 | wMAIN-976 | OI | 1981 UTILITY IMPROVEMENTS | 1981 | Brentwood Rd | Brentwood Cir | Cedardale Ln | 661.643 | PVC | 6 |  | 75 | 140 | 92630.0164 | 9263.0016 | 15283.9527 | 117176.9707 | 32 |  | Potable | 1 | 1 | 1 | 1 | 2011-11-08 15:15 | BAXTER\todd.deboer | 102 | FIT-1185 | FIT-1184 | 1NI14-1OI01 | {FF7F0158-7F71-447E-A27C-61909FEC6C51}
633 | wMAIN-977 | OI | SOUTHDALE TENTH ADDITION IMPROVEMENTS | 1993 | Briarwood Ln | Brentwood Rd | Briarwood Ln | 390.0371 | PVC | 6 |  | 75 | 140 | 54605.196 | 5460.5196 | 9009.8573 | 69075.5729 | 44 | CONNECTED TO EXISTING | Potable | 1 | 1 | 1 | 1 | 2011-11-08 15:15 | BAXTER\todd.deboer | 265 | V-1044 | FIT-1147 | 1OI14-1PI04 | {1F72CEAA-F64D-46DC-845A-69D7A475E993}
634 | wMAIN-978 | NC | WHITE SAND NORTH SUBDIVISION IMPROVEMENTS PHASE 1 | 1995 | Cottage Grove Dr | Cottage Grove Ter | Camden Rd | 455.3631 | PVC | 6 |  | 75 | 140 | 63750.8285 | 6375.0828 | 10518.8867 | 80644.798 | 46 |  | Potable | 1 | 1 | 1 | 1 | 2011-11-08 15:15 | BAXTER\todd.deboer | 297 | FIT-1614 | FIT-1622 | 1NC13-1NC16 | {9E05C9B4-BC42-41CC-B568-279327041427}
635 | wMAIN-980 | NC | WHITE SAND NORTH SUBDIVISION IMPROVEMENTS PHASE 1 | 1995 | Northwoods Dr | Camden Rd | Cottage Grove Dr | 284.9878 | PVC | 6 |  | 75 | 140 | 39898.2949 | 3989.8295 | 6583.2187 | 50471.3431 | 46 |  | Potable | 1 | 1 | 1 | 1 | 2011-11-08 15:15 | BAXTER\todd.deboer | 297 | FIT-1624 | FIT-1899 | 1NC24-1NC30 | {4AB3532D-3311-47E7-8452-289B06B4EB76}
636 | wMAIN-981 | NC | WHITE SAND NORTH SUBDIVISION IMPROVEMENTS PHASE 1 | 1995 | Cottage Grove Ter | Cottage Grove Dr | Memorywood Dr | 423.1113 | PVC | 8 |  | 75 | 160 | 67697.8111 | 6769.7811 | 11170.1388 | 85637.7311 | 46 | CONNECTED TO EXISTING | Potable | 1 | 1 | 1 | 1 | 2021-03-08 12:34 | BAXTER\tdeboer | 297 | wFIT-414 | wFIT-1623 | 1NC06-1NC20 | {8E685061-8E1E-4493-9ADF-85526B82A44A}
637 | wMAIN-982 | OD | 2002 GREENWOOD, NORWAY HILLS AND CEDAR SCENIC IMPROVEMENTS | 2003 | Cedar Scenic Rd | Circle Pines Rd | Memorywood Dr | 521.173 | PVC | 10 |  | 75 | 180 | 93811.1454 | 9381.1145 | 15478.839 | 118671.0989 | 54 |  | Potable | 1 | 1 | 1 | 1 | 2021-03-08 12:40 | BAXTER\tdeboer | 191 | wFIT-428 | wFIT-1400 | 1OD07-1OD20 | {DCD10603-255F-4215-9585-B563495D051E}
638 | wMAIN-983 | OD | WHITE SAND WEST WATER AND SEWER IMPROVEMENTS | 1993 | Circle Pines Rd | Cedar Senic Rd | Memorywood Dr | 392.9128 | PVC | 6 |  | 75 | 140 | 55007.7913 | 5500.7791 | 9076.2856 | 69584.856 | 44 |  | Potable | 1 | 1 | 1 | 1 | 2021-03-08 12:38 | BAXTER\tdeboer | 300 | wVLV-547 | wFIT-1632 | 1OD19-1OD09 | {1BB6C4E1-DECB-4CBD-B4D9-95E6B2318212}
639 | wMAIN-984 | OD | WHITE SAND WEST WATER AND SEWER IMPROVEMENTS | 1993 | Circle Pines Rd | Cedar Senic Rd | Memorywood Dr | 600 | PVC | 6 |  | 75 | 140 | 84000.0011 | 8400.0001 | 13860.0002 | 106260.0013 | 44 |  | Potable | 1 | 1 | 1 | 1 | 2011-11-08 15:15 | BAXTER\todd.deboer | 300 | FIT-1632 | FIT-1633 | 1OD09-1OD12 | {447B86BF-2FFA-4305-A25F-EA2B4E016E60}
640 | wMAIN-985 | OD | WHITE SAND WEST WATER AND SEWER IMPROVEMENTS | 1993 | Circle Pines Rd | Cedar Senic Rd | Memorywood Dr | 531.7717 | PVC | 6 |  | 75 | 140 | 74448.0439 | 7444.8044 | 12283.9272 | 94176.7755 | 44 |  | Potable | 1 | 1 | 1 | 1 | 2011-11-08 15:15 | BAXTER\todd.deboer | 300 | FIT-1633 | FIT-1634 | 1OD12-1OD15 | {706F231F-3D8C-4908-AF7A-C25391B330A6}
641 | wMAIN-986 | NE | SEWER AND WATER IMPROVEMENTS | 1989 | Memorywood Dr | Emily Rd | Travine Dr | 561.3443 | PVC | 10 |  | 75 | 180 | 101041.9718 | 10104.1972 | 16671.9253 | 127818.0943 | 40 |  | Potable | 1 | 1 | 1 | 1 | 2021-03-08 13:10 | BAXTER\tdeboer | 280 | wFIT-1643 | wFIT-1635 | 1NE01-1NE04 | {6E8E1129-8095-4F30-9E73-E34CF111C447}
642 | wMAIN-987 | NF | SEWER AND WATER IMPROVEMENTS | 1989 | Memorywood Dr | Emily Rd | Travine Dr | 399.7304 | PVC | 10 |  | 75 | 180 | 71951.4731 | 7195.1473 | 11871.9931 | 91018.6135 | 40 |  | Potable | 1 | 1 | 1 | 1 | 2021-03-08 13:08 | BAXTER\tdeboer | 280 | wFIT-1644 | wFIT-1643 | 1NF07-1NE01 | {62E03DF5-7F26-4E00-841C-21AFC9DB861E}
643 | wMAIN-988 | NF | SEWER AND WATER IMPROVEMENTS | 1989 | Memorywood Dr | Emily Rd | Travine Dr | 559.0761 | PVC | 10 |  | 75 | 180 | 100633.6995 | 10063.3699 | 16604.5604 | 127301.6298 | 40 |  | Potable | 1 | 1 | 1 | 1 | 2021-03-08 13:06 | BAXTER\tdeboer | 280 | wFIT-1646 | wFIT-1644 | 1NF05-1NF07 | {17B50E09-54A2-4992-9F51-BD81237CC2F7}
644 | wMAIN-989 | NF | SEWER AND WATER IMPROVEMENTS | 1989 | Memorywood Dr | Travine Dr | White Sand Rd | 4.1059 | PVC | 10 |  | 75 | 180 | 739.0591 | 73.9059 | 121.9448 | 934.9098 | 40 |  | Potable | 1 | 1 | 1 | 1 | 2021-03-08 12:46 | BAXTER\tdeboer | 280 | wVLV-509 | wFIT-1646 | 1NF04-1NF05 | {DAC38376-1F5D-48F4-964D-C18D805E7347}
645 | wMAIN-990 | NF | SEWER AND WATER IMPROVEMENTS | 1989 | Memorywood Dr | Travine Dr | White Sand Rd | 524.1286 | PVC | 10 |  | 75 | 180 | 94343.1568 | 9434.3157 | 15566.6209 | 119344.0933 | 40 |  | Potable | 1 | 1 | 1 | 1 | 2021-03-08 13:05 | BAXTER\tdeboer | 280 | wFIT-1647 | wVLV-509 | 1NF01-1NF04 | {24D6D76C-197C-4615-BD7B-63C930F67B20}
646 | wMAIN-991 | NF | SEWER AND WATER IMPROVEMENTS | 1989 | Memorywood Dr | Travine Dr | Oak St | 561.5509 | PVC | 10 |  | 75 | 180 | 101079.1544 | 10107.9154 | 16678.0605 | 127865.1304 | 40 |  | Potable | 1 | 1 | 1 | 1 | 2021-03-08 13:04 | BAXTER\tdeboer | 280 | wFIT-1648 | wVLV-2156 | 1NG04-1NF01 | {A3E56B87-605A-4761-B507-F597465EE1BE}
647 | wMAIN-992 | NH | SEWER AND WATER IMPROVEMENTS | 1989 | Memorywood Dr | Oak St | Fairview Rd | 522.5738 | PVC | 10 |  | 75 | 180 | 94063.2913 | 9406.3291 | 15520.4431 | 118990.0635 | 40 |  | Potable | 1 | 1 | 1 | 1 | 2021-03-08 12:56 | BAXTER\tdeboer | 280 | wFIT-1656 | wFIT-1655 | 1NH18-1NG01 | {66648D82-45D9-4645-96AA-23A86D0892C8}
648 | wMAIN-993 | OG | 2004 MEREDITH, NORWAY AND LANCER AREA UTILITY AND ROADWAY IMPROVEMENTS | 2004 | Shaddowwood Dr | Honeysuckle Way | Oak St | 415.4868 | PVC | 6 |  | 75 | 140 | 58168.1556 | 5816.8156 | 9597.7457 | 73582.7168 | 55 |  | Potable | 1 | 1 | 1 | 1 | 2011-11-08 15:15 | BAXTER\todd.deboer | 237 | FIT-882 | V-1455 | 1OG22-1OG25 | {FD603FF6-E3D7-48C0-B347-2EB56F99F7EF}
649 | wMAIN-994 | OG | 2004 MEREDITH, NORWAY AND LANCER AREA UTILITY AND ROADWAY IMPROVEMENTS | 2004 | Shaddowwood Dr | Honeysuckle Way | Oak St | 336.9479 | PVC | 6 |  | 75 | 140 | 47172.7033 | 4717.2703 | 7783.496 | 59673.4697 | 55 |  | Potable | 1 | 1 | 1 | 1 | 2011-11-08 15:15 | BAXTER\todd.deboer | 237 | FIT-883 | FIT-882 | 1OG19-1OG22 | {AC3D0F25-2468-4E2E-9AE4-725D59587E19}
650 | wMAIN-995 | OF | 2003 KNOLLWOOD DRIVE EXTENSION, BRONSON ROAD, MICHELLE CIRCLE AREA AND EXCELSIOR ROAD IMPROVEMENTS | 2004 | Travine Dr | Travine Way | Memorywood Dr | 560.5479 | PVC | 8 |  | 75 | 160 | 89687.6638 | 8968.7664 | 14798.4645 | 113454.8948 | 55 |  | Potable | 1 | 1 | 1 | 1 | 2011-11-08 15:15 | BAXTER\todd.deboer | 225 | V-1116 | FIT-1092 | 1OF05-1OF06 | {EEF9E741-4082-44BA-BD98-7BE7A4AE12C5}
651 | wMAIN-996 | OF | 2003 KNOLLWOOD DRIVE EXTENSION, BRONSON ROAD, MICHELLE CIRCLE AREA AND EXCELSIOR ROAD IMPROVEMENTS | 2004 | Meredith Dr | Travine |  | 199.0394 | PVC | 8 |  | 75 | 160 | 31846.2973 | 3184.6297 | 5254.6391 | 40285.5661 | 55 |  | Potable | 1 | 1 | 1 | 1 | 2011-11-08 15:15 | BAXTER\todd.deboer | 225 | FIT-1093 | V-1118 | 1OF09-1PF17 | {5ECE0DCA-3C9A-4D07-977C-015A371C327A}
652 | wMAIN-997 | OE | WESTWOOD OAKS DEVELOPMENT | 1996 | Kelly Dr | Kelly Cir | Emily Rd | 692.6883 | PVC | 6 |  | 75 | 140 | 96976.3568 | 9697.6357 | 16001.0989 | 122675.0914 | 47 |  | Potable | 1 | 1 | 1 | 1 | 2011-11-08 15:15 | BAXTER\todd.deboer | 296 | V-549 | FIT-1642 | 1OE08-1OE09 | {7EDB97A9-A5EC-4EDA-8ECD-2260A7B36509}
653 | wMAIN-998 | OE | WESTWOOD OAKS DEVELOPMENT | 1996 | Kelly Cir | Kelly Cir | Emily Rd | 427.1587 | PVC | 6 |  | 75 | 140 | 59802.2142 | 5980.2214 | 9867.3653 | 75649.801 | 47 |  | Potable | 1 | 1 | 1 | 1 | 2011-11-08 15:15 | BAXTER\todd.deboer | 296 | FIT-1642 | FIT-1641 | 1OE09-1OE12 | {48967490-54D2-43FD-B0B0-4F3CAE5F40D3}
654 | wMAIN-1000 | PF | 2003 KNOLLWOOD DRIVE EXTENSION, BRONSON ROAD, MICHELLE CIRCLE AREA AND EXCELSIOR ROAD IMPROVEMENTS | 2004 | Michelle Cir | Travine Dr | Michelle Cir | 294.3344 | PVC | 8 |  | 75 | 160 | 47093.4977 | 4709.3498 | 7770.4271 | 59573.2745 | 55 |  | Potable | 1 | 1 | 1 | 1 | 2011-11-08 15:15 | BAXTER\todd.deboer | 225 | FIT-1095 | FIT-1089 | 1PF20-1PF47 | {383D61F0-4579-4553-9144-52FA91FD45FB}
655 | wMAIN-1001 | PF | 2003 KNOLLWOOD DRIVE EXTENSION, BRONSON ROAD, MICHELLE CIRCLE AREA AND EXCELSIOR ROAD IMPROVEMENTS | 2004 | Michelle Cir | Paper Birch Dr | Travine Dr | 199.5716 | PVC | 8 |  | 75 | 160 | 31931.45 | 3193.145 | 5268.6892 | 40393.2842 | 55 |  | Potable | 1 | 1 | 1 | 1 | 2011-11-08 15:15 | BAXTER\todd.deboer | 225 | V-1132 | FIT-1098 | 1PF29-1PF30 | {6D7A8EA5-53DB-437F-9344-A1481BBEEAD8}
656 | wMAIN-1002 | PE | 2002 GREENWOOD, NORWAY HILLS AND CEDAR SCENIC IMPROVEMENTS | 2003 | Paper Birch Cir | Paper Birch Dr | Travine Dr | 397.6506 | PVC | 8 |  | 75 | 160 | 63624.0904 | 6362.409 | 10497.9749 | 80484.4744 | 54 |  | Potable | 1 | 1 | 1 | 1 | 2011-11-08 15:15 | BAXTER\todd.deboer | 191 | FIT-1385 | FIT-1394 | 1PE20-1PE26 | {814008E1-23D9-45DF-A7D1-C028358CB7A2}
657 | wMAIN-1003 | PE | 2002 GREENWOOD, NORWAY HILLS AND CEDAR SCENIC IMPROVEMENTS | 2003 | Paper Birch Cir | Deerwood Dr | None | 250.2297 | PVC | 8 |  | 75 | 160 | 40036.7536 | 4003.6754 | 6606.0643 | 50646.4933 | 54 |  | Potable | 1 | 1 | 1 | 1 | 2011-11-08 15:15 | BAXTER\todd.deboer | 191 | V-722 | FIT-424 | 1PE16-1PE17 | {91F5EDC6-8B41-4190-9D78-89EEA4936C41}
658 | wMAIN-1004 | PE | 2003 KNOLLWOOD DRIVE EXTENSION, BRONSON ROAD, MICHELLE CIRCLE AREA AND EXCELSIOR ROAD IMPROVEMENTS | 2004 | Paper Birch Dr | Deerwood Dr | Michelle Cir | 589.4466 | PVC | 8 |  | 75 | 160 | 94311.4598 | 9431.146 | 15561.3909 | 119303.9967 | 55 |  | Potable | 1 | 1 | 1 | 1 | 2011-11-08 15:15 | BAXTER\todd.deboer |  | FIT-1097 | V-1130 | 1PF32-1PE25 | {51F8DBAB-8C4C-40E0-A429-C56729130134}
659 | wMAIN-1005 | PD | 2002 GREENWOOD, NORWAY HILLS AND CEDAR SCENIC IMPROVEMENTS | 2003 | Oakwood Dr | Oakwood Dr | None | 2.5263 | PVC | 10 |  | 75 | 180 | 454.7424 | 45.4742 | 75.0325 | 575.2491 | 54 |  | Potable | 1 | 1 | 1 | 1 | 2011-11-08 15:15 | BAXTER\todd.deboer | 191 | FIT-1965 | V-701 | 1PD10-1PD13 | {79FD1F28-1AA1-4922-A899-1AA863A1278D}
660 | wMAIN-1006 | PD | 2002 GREENWOOD, NORWAY HILLS AND CEDAR SCENIC IMPROVEMENTS | 2003 | Oakwood Dr | Cedar Senic Rd | None | 505.8324 | PVC | 10 |  | 75 | 180 | 91049.8352 | 9104.9835 | 15023.2228 | 115178.0415 | 54 |  | Potable | 1 | 1 | 1 | 1 | 2011-11-08 15:15 | BAXTER\todd.deboer | 191 | V-703 | FIT-1388 | 1PD21-1PE01 | {01FCB922-5B1F-4AAC-8C32-0853322839AA}
661 | wMAIN-1007 | PH | 2004 MEREDITH, NORWAY AND LANCER AREA UTILITY AND ROADWAY IMPROVEMENTS | 2004 | Norway Dr | Meredith Dr | Fairview Rd | 438.297 | PVC | 8 |  | 75 | 160 | 70127.5124 | 7012.7512 | 11571.0395 | 88711.3032 | 55 |  | Potable | 1 | 1 | 1 | 1 | 2011-11-08 15:15 | BAXTER\todd.deboer | 237 | V-1423 | FIT-908 | 1PH26-1PH31 | {3BDDB7F8-743E-41C7-8A58-8FC1BDA8D9D5}
662 | wMAIN-1008 | PG | 2004 MEREDITH, NORWAY AND LANCER AREA UTILITY AND ROADWAY IMPROVEMENTS | 2004 | Norway Dr | Michelle Cir | Norway Dr | 338.6351 | PVC | 8 |  | 75 | 160 | 54181.6174 | 5418.1617 | 8939.9669 | 68539.746 | 55 |  | Potable | 1 | 1 | 1 | 1 | 2011-11-08 15:15 | BAXTER\todd.deboer | 237 | V-1412 | FIT-914 | 1PG07-1PG08 | {3926F629-E1E2-475B-916F-A66B60A40450}
663 | wMAIN-1009 | PG | 169389.8040 | 2004 | Meredith Dr | Norway Dr | Fairview Rd | 1.9288 | PVC | 10 |  | 75 | 180 | 347.1891 | 34.7189 | 57.2862 | 439.1943 | 55 |  | Potable | 1 | 1 | 1 | 1 | 2011-11-08 15:15 | BAXTER\todd.deboer |  | FIT-159 | V-1414 | 1PG28-1PG09 | {DC237451-8BFF-4523-A839-49470840ED84}
664 | wMAIN-1010 | PH | 2004 MEREDITH, NORWAY AND LANCER AREA UTILITY AND ROADWAY IMPROVEMENTS | 2004 | Meredith Dr | Oak St | Fairview Rd | 433.964 | PVC | 10 |  | 75 | 180 | 78113.5285 | 7811.3528 | 12888.7322 | 98813.6135 | 55 |  | Potable | 1 | 1 | 1 | 1 | 2011-11-08 15:15 | BAXTER\todd.deboer | 237 | FIT-889 | V-1427 | 1PH04-1PH12 | {9053AE58-C8A2-42F4-97E7-74FA81857E6C}
665 | wMAIN-1011 | OH | 2004 MEREDITH, NORWAY AND LANCER AREA UTILITY AND ROADWAY IMPROVEMENTS | 2004 | Lancer Dr | Lancer Pl | Fairview Dr | 497.3435 | PVC | 8 |  | 75 | 160 | 79574.9587 | 7957.4959 | 13129.8682 | 100662.3227 | 55 |  | Potable | 1 | 1 | 1 | 1 | 2011-11-08 15:15 | BAXTER\todd.deboer | 237 | FIT-897 | FIT-896 | 1OH05-1OH08 | {F0E19451-000B-4677-851D-7FA47A2F95AF}
666 | wMAIN-1012 | NH | 1981 UTILITY IMPROVEMENTS | 1981 | State Hwy 210 | Fairview Rd | Lancer Dr | 242.7741 | PVC | 12 |  | 75 | 200 | 48554.8222 | 4855.4822 | 8011.5457 | 61421.85 | 32 |  | Potable | 1 | 1 | 1 | 1 | 2011-11-08 15:15 | BAXTER\todd.deboer | 102 | FIT-227 | FIT-228 | 1NH23-1NH26 | {E48026AB-4801-4FEF-B380-657B4EC06F52}
667 | wMAIN-1013 | NH | 1981 UTILITY IMPROVEMENTS | 1981 | Memorywood Dr | Oak St | Fairview Rd | 360.3221 | PVC | 10 |  | 75 | 180 | 64857.9783 | 6485.7978 | 10701.5664 | 82045.3425 | 32 |  | Potable | 1 | 1 | 1 | 1 | 2021-03-08 12:53 | BAXTER\tdeboer | 102 | wVLV-990 | wFIT-1657 | 1NH02-1NH03 | {37279AE0-6DAD-4A96-BBAD-3C52C1C0AE82}
668 | wMAIN-1014 | MH | 1990 SOUTHDALE IMPROVEMENTS | 1991 | Marohn Rd | Highland Senic Rd | None | 94.6655 | PVC | 8 |  | 75 | 160 | 15146.48 | 1514.648 | 2499.1692 | 19160.2972 | 42 |  | Potable | 1 | 1 | 1 | 1 | 2011-11-08 15:15 | BAXTER\todd.deboer | 265 | V-1028 | FIT-1680 | 1MH16-1MH20 | {3FC082EC-1C61-4641-8F98-D06000C9F469}
669 | wMAIN-1015 | KG | 2004 KENWOOD DRIVE AND SANDSTONE ROAD UTILITY AND ROADWAY IMPROVEMENTS | 2004 | Kenwood Dr | Fairfax Rd | Fairview Rd | 395.4249 | PVC | 8 |  | 75 | 160 | 63267.9889 | 6326.7989 | 10439.2182 | 80034.006 | 55 |  | Potable | 1 | 1 | 1 | 1 | 2011-11-08 15:15 | BAXTER\todd.deboer | 216 | V-1518 | FIT-840 | 1KG21-1KF30 | {A7BE7E28-A3A6-4F6A-8E54-A0DD6DDA8ECC}
670 | wMAIN-1016 | JF | 2003 KNOLLWOOD DRIVE NORTH ADDITION IMPROVEMENTS | 2004 | Fountain Rd | Knollwood Dr | None | 420.994 | PVC | 8 |  | 75 | 160 | 67359.0377 | 6735.9038 | 11114.2412 | 85209.1827 | 55 |  | Potable | 1 | 1 | 1 | 1 | 2011-11-08 15:15 | BAXTER\todd.deboer | 225 | FIT-1122 | V-1088 | 1JF39-1JF42 | {2F039B25-1EE8-43B3-94D0-632089AE7BD2}
671 | wMAIN-1017 | JF | 2003 KNOLLWOOD DRIVE EXTENSION (NORTH OF T.H. 210) | 2004 | Knollwood Dr | Fountain Rd | Fairview Rd | 297.989 | PVC | 8 |  | 75 | 160 | 47678.2383 | 4767.8238 | 7866.9093 | 60312.9714 | 55 |  | Potable | 1 | 1 | 1 | 1 | 2011-11-08 15:15 | BAXTER\todd.deboer | 222 | FIT-1124 | FIT-1955 | 1JF29-1JF32 | {39B188E2-A3A5-4B6A-B8CA-E18B04C3BB85}
672 | wMAIN-1018 | IF | S.P. NO. 1805-58 (T.H. 210) | 1998 | Fairview Rd | Lakewood Evangelical Church | Inglewood Dr | 41.5204 | PVC | 12 |  | 75 | 200 | 8304.0841 | 830.4084 | 1370.1739 | 10504.6664 | 49 | C900 | Potable | 1 | 1 | 1 | 1 | 2011-11-08 15:15 | BAXTER\todd.deboer | 268 | FIT-1253 | FIT-1876 | 1IF02-1IF09 | {AECEB855-B6D1-4FF1-AEAF-E740655C357D}
673 | wMAIN-1019 | IF | LAKEWOOD EVANGELICAL FREE CHURCH SITE IMPROVEMENTS | 2002 | Lakewood Evangelical Church | None | None | 291.5718 | PVC | 8 |  | 75 | 160 | 46651.4813 | 4665.1481 | 7697.4944 | 59014.1238 | 53 |  | Potable | 1 | 1 | 1 | 1 | 2011-11-08 15:15 | BAXTER\todd.deboer |  | V-972 | FIT-1208 | 1IF23-1IF24 | {471B116E-58DF-4B77-A8CF-F0BE814EBE59}
674 | wMAIN-1020 | IF | LAKEWOOD EVANGELICAL FREE CHURCH SITE IMPROVEMENTS | 2002 | Lakewood Evangelical Church | None | None | 101.416 | PVC | 8 |  | 75 | 160 | 16226.5531 | 1622.6553 | 2677.3813 | 20526.5896 | 53 |  | Potable | 1 | 1 | 1 | 1 | 2011-11-08 15:15 | BAXTER\todd.deboer |  | FIT-1209 | FIT-1120 | 1IF27-1IF37 | {E9270314-54B9-49A8-9EF7-5FBC3836B8C7}
675 | wMAIN-1021 | IF | LAKEWOOD EVANGELICAL FREE CHURCH SITE IMPROVEMENTS | 2002 | Lakewood Evangelical Church | None | None | 186.6482 | PVC | 8 |  | 75 | 160 | 29863.7103 | 2986.371 | 4927.5122 | 37777.5935 | 53 |  | Potable | 1 | 1 | 1 | 1 | 2011-11-08 15:15 | BAXTER\todd.deboer |  | FIT-1120 | FIT-1849 | 1IF37-1IF38 | {F531B5D8-0F04-4847-A023-2B8BC8B63CFA}
676 | wMAIN-1022 | IF | PAIGE AND BLAIR SECOND ADDITION | 2002 | Lakewood Evangelical Church | None | None | 8.0002 | PVC | 6 |  | 75 | 140 | 1120.0329 | 112.0033 | 184.8054 | 1416.8416 | 53 | C900 | Potable | 1 | 1 | 1 | 1 | 2011-11-08 15:15 | BAXTER\todd.deboer | 256 | V-1070 | FIT-403 | 1IF39-1IF40 | {283683CB-6B61-4FDC-B33A-CE3ACDD68CE0}
677 | wMAIN-1023 | IF | PAIGE AND BLAIR SECOND ADDITION | 2002 | Fairfax Ct | Fairfax Rd | Lakewood Evangelical Church | 305.8706 | PVC | 6 |  | 75 | 140 | 42821.8855 | 4282.1886 | 7065.6111 | 54169.6852 | 53 | C900 | Potable | 1 | 1 | 1 | 1 | 2011-11-08 15:15 | BAXTER\todd.deboer | 256 | FIT-1133 | V-1070 | 1JF22-1IF39 | {86724106-2467-4D6F-863D-3362C1BE182B}
678 | wMAIN-1024 | JF | PAIGE AND BLAIR SECOND ADDITION | 2002 | Fairfax Ct | Fairfax Rd | Lakewood Evangelical Church | 475.8047 | PVC | 6 |  | 75 | 140 | 66612.6613 | 6661.2661 | 10991.0891 | 84265.0166 | 53 | C900 | Potable | 1 | 1 | 1 | 1 | 2011-11-08 15:15 | BAXTER\todd.deboer | 256 | V-1068 | FIT-1133 | 1JF21-1JF22 | {01485DEE-A0E7-45F1-8BC9-B85413290ACD}
679 | wMAIN-1025 | JE | 1999 PAIGE AND BLAIR IMPROVEMENTS | 1999 | Knollwood Dr | Edmonton Rd | Fairmont Ct | 280.5327 | PVC | 8 |  | 75 | 160 | 44885.2303 | 4488.523 | 7406.063 | 56779.8163 | 50 |  | Potable | 1 | 1 | 1 | 1 | 2011-11-08 15:15 | BAXTER\todd.deboer | 254 | V-1077 | FIT-1127 | 1JE17-1JE18 | {8AF3CE62-131B-4CF9-B470-CA94DA8BFBEA}
680 | wMAIN-1027 | JF | PAIGE AND BLAIR SECOND ADDITION | 2002 | Knollwood Dr | Fairmont Ct | Fairfax Ct | 266.2177 | PVC | 8 |  | 75 | 160 | 42594.8377 | 4259.4838 | 7028.1482 | 53882.4697 | 53 | C900 | Potable | 1 | 1 | 1 | 1 | 2011-11-08 15:15 | BAXTER\todd.deboer | 256 | FIT-1847 | FIT-1956 | 1JF12-1JF13 | {6B64AFDF-5401-4003-831C-C43F783C06B6}
681 | wMAIN-1028 | JF | PAIGE AND BLAIR SECOND ADDITION | 2002 | Fairfax Rd | Kenwood Dr | Knollwood Dr | 38.9026 | PVC | 6 |  | 75 | 140 | 5446.3608 | 544.6361 | 898.6495 | 6889.6464 | 53 | C900 | Potable | 1 | 1 | 1 | 1 | 2011-11-08 15:15 | BAXTER\todd.deboer | 256 | V-1067 | FIT-1132 | 1JF14-1JF15 | {E8CEBC6F-1938-498E-9C87-26D214AF38FE}
682 | wMAIN-1029 | KE | SEWER AND WATER IMPROVEMENTS | 1989 | Kenwood Ct | Kenwood Dr | None | 368.0002 | PVC | 8 |  | 75 | 160 | 58880.0292 | 5888.0029 | 9715.2048 | 74483.237 | 40 |  | Potable | 1 | 1 | 1 | 1 | 2011-11-08 15:15 | BAXTER\todd.deboer | 280 | FIT-1599 | FIT-1601 | 1KE07-1KE10 | {BF7D05A9-A269-442C-A86A-596D476CF783}
683 | wMAIN-1030 | KE | SEWER AND WATER IMPROVEMENTS | 1989 | Kenwood Ct | Kenwood Dr | None | 369.1001 | PVC | 8 |  | 75 | 160 | 59056.0091 | 5905.6009 | 9744.2415 | 74705.8515 | 40 |  | Potable | 1 | 1 | 1 | 1 | 2011-11-08 15:15 | BAXTER\todd.deboer | 280 | FIT-1597 | FIT-1599 | 1KE04-1KE07 | {90CECB24-74CA-46E3-BEEA-99EF28D31E73}
684 | wMAIN-1031 | IE | LAKEWOOD EVANGELICAL FREE CHURCH SITE IMPROVEMENTS | 2002 | Lakewood Evangelical Church | None | None | 366.1951 | PVC | 8 |  | 75 | 160 | 58591.2227 | 5859.1223 | 9667.5517 | 74117.8967 | 53 | CITY PORTION OF JOB | Potable | 1 | 1 | 1 | 1 | 2011-11-08 15:15 | BAXTER\todd.deboer |  | V-973 | V-1461 | 1IF22-1IE45 | {F10451BD-C91B-4948-896E-D80026D66C92}
685 | wMAIN-1032 | IE | LAKEWOOD EVANGELICAL FREE CHURCH SITE IMPROVEMENTS | 2002 | Cherrywood Dr | Edmonton Rd | Cherrywood Dr | 16.0001 | PVC | 6 |  | 75 | 140 | 2240.0108 | 224.0011 | 369.6018 | 2833.6137 | 53 | CITY PORTION OF JOB | Potable | 1 | 1 | 1 | 1 | 2011-11-08 15:15 | BAXTER\todd.deboer |  | FIT-1203 | FIT-575 | 1IE37-1IE38 | {F0048CC7-8195-402C-A356-D84202937AC7}
686 | wMAIN-1033 | JE | 1999 PAIGE AND BLAIR IMPROVEMENTS | 1999 | Edmonton Rd | Cherrywood Dr | Knollwood Dr | 543.0128 | PVC | 6 |  | 75 | 140 | 76021.7867 | 7602.1787 | 12543.5948 | 96167.5602 | 50 |  | Potable | 1 | 1 | 1 | 1 | 2011-11-08 15:15 | BAXTER\todd.deboer | 254 | FIT-1130 | FIT-1128 | 1JE13-1JE14 | {36CF3481-041A-4AA7-85D2-2F977F0B01EF}
687 | wMAIN-1034 | JE | 1999 PAIGE AND BLAIR IMPROVEMENTS | 1999 | Knollwood Dr | Donald St | Edmonton Rd | 306.3759 | PVC | 8 |  | 75 | 160 | 49020.1421 | 4902.0142 | 8088.3234 | 62010.4797 | 50 |  | Potable | 1 | 1 | 1 | 1 | 2011-11-08 15:15 | BAXTER\todd.deboer | 254 | V-1090 | FIT-1129 | 1JE09-1JE10 | {BA4506B4-F7C4-473F-9057-B6D1D97ECCEE}
688 | wMAIN-1035 | IE | CHERRYWOOD, CHARLES | 1999 | Cherrywood Dr | Excelsior Rd | Donald St | 291.4552 | PVC | 6 |  | 75 | 140 | 40803.7238 | 4080.3724 | 6732.6144 | 51616.7106 | 50 |  | Potable | 1 | 1 | 1 | 1 | 2011-11-08 15:15 | BAXTER\todd.deboer | 146 | FIT-1583 | V-590 | 1IE15-1IE02 | {C49BE401-7BC4-4D73-B3A9-EFA2F243B38F}
689 | wMAIN-1036 | IC | 2004 INGLEWOOD DRIVE AND CLEARWATER ROAD IMPROVEMENTS | 2004 | Cherrywood Dr | Inglewood Dr | Calcutta Rd | 16.4445 | PVC | 8 |  | 75 | 160 | 2631.1183 | 263.1118 | 434.1345 | 3328.3647 | 55 |  | Potable | 1 | 1 | 1 | 1 | 2011-11-08 15:15 | BAXTER\todd.deboer | 150 | V-1739 | FIT-1923 | 1IC08-1IC09 | {ABAA947F-5A65-4E8E-B33D-16438DC4F140}
690 | wMAIN-1037 | HE | 1979 WATER IMPROVEMENTS | 1979 | Mary St | Madeline Dr | Glenwood Dr | 418.0762 | PVC | 6 |  | 75 | 140 | 58530.6729 | 5853.0673 | 9657.561 | 74041.3012 | 30 |  | Potable | 1 | 1 | 1 | 1 | 2011-11-08 15:15 | BAXTER\todd.deboer | 101 | V-861 | FIT-1291 | 1HE13-1HE14 | {7E8B79B6-D951-4C63-91F5-214E9EE0D81A}
691 | wMAIN-1038 | IE | SEWER AND WATER IMPROVEMENTS | 1989 | Inglewood Dr | Mary St | John St | 80.3477 | PVC | 8 |  | 75 | 160 | 12855.6244 | 1285.5624 | 2121.178 | 16262.3648 | 40 | CONNECTED TO EXISTING | Potable | 1 | 1 | 1 | 1 | 2011-11-08 15:15 | BAXTER\todd.deboer | 280 | FIT-1882 | FIT-1284 | 1IE32-1IE33 | {FA0F9286-7157-44F8-B84D-7784B53B652D}
692 | wMAIN-1039 | HE | 1979 WATER IMPROVEMENTS | 1979 | John St | Inglewood Dr | Madeline Dr | 276.8523 | PVC | 8 |  | 75 | 160 | 44296.3757 | 4429.6376 | 7308.902 | 56034.9153 | 30 |  | Potable | 1 | 1 | 1 | 1 | 2011-11-08 15:15 | BAXTER\todd.deboer | 101 | FIT-1290 | V-869 | 1HE19-1IE31 | {FD18AFF1-EE99-4640-993F-8BC66DC322C7}
693 | wMAIN-1040 | HF | 1979 WATER IMPROVEMENTS | 1979 | Madeline Dr | John St | Fairview Rd | 16.948 | PVC | 8 |  | 75 | 160 | 2711.6864 | 271.1686 | 447.4283 | 3430.2833 | 30 |  | Potable | 1 | 1 | 1 | 1 | 2021-03-18 13:17 | BAXTER\tdeboer | 101 | wFIT-1254 | wVLV-910 | 1HF13-1HF14 | {12018F20-9B2F-4E1D-84A5-D261A567C146}
694 | wMAIN-1041 | FE | 1979 WATER IMPROVEMENTS | 1979 | Fairview Rd | Blustem Ct | Flintwood Dr | 513.9498 | PVC | 12 |  | 75 | 200 | 102789.9515 | 10278.9951 | 16960.342 | 130029.2886 | 30 | CONNECTED TO EXISTING | Potable | 1 | 1 | 1 | 1 | 2021-03-18 13:09 | BAXTER\tdeboer | 101 | wFIT-1216 | wFIT-1866 | 1GF05-1FF26 | {5CAF7F76-5AFB-4754-8A8A-56CABD9B2D72}
695 | wMAIN-1042 | HF | 1979 WATER IMPROVEMENTS | 1979 | Fairview Rd | Glenwood Dr | Bluestem Ct | 261.0992 | PVC | 12 |  | 75 | 200 | 52219.8323 | 5221.9832 | 8616.2723 | 66058.0878 | 30 |  | Potable | 1 | 1 | 1 | 1 | 2021-03-18 13:13 | BAXTER\tdeboer | 101 | wFIT-1251 | wFIT-1250 | 1HF11-1GF01 | {F3DBC82D-A7A9-4640-9EF9-CF191574D861}
696 | wMAIN-1043 | HF | 1979 WATER IMPROVEMENTS | 1979 | Fairview Rd | Glenwood Dr | Bluestem Ct | 390.9047 | PVC | 12 |  | 75 | 200 | 78180.9436 | 7818.0944 | 12899.8557 | 98898.8936 | 30 |  | Potable | 1 | 1 | 1 | 1 | 2021-03-18 13:18 | BAXTER\tdeboer | 101 | wFIT-1252 | wFIT-1251 | 1HF08-1HF11 | {4DE517E3-5A56-43E9-BAF9-2AE8E4A628A7}
697 | wMAIN-1044 | HF | 1979 WATER IMPROVEMENTS | 1979 | Fairview Rd | Glenwood Dr | Bluestem Ct | 681.3884 | PVC | 12 |  | 75 | 200 | 136277.6772 | 13627.7677 | 22485.8167 | 172391.2616 | 30 |  | Potable | 1 | 1 | 1 | 1 | 2021-03-18 13:18 | BAXTER\tdeboer | 101 | wVLV-909 | wFIT-1252 | 1HF07-1HF08 | {0973AC97-D14D-47D3-8C91-FB63978508B5}
698 | wMAIN-1045 | DH | 2005 HASTINGS ROAD EXTENSION | 2005 | Hastings Rd | Douglas Fir Dr | Evergreen Dr | 41.0017 | PVC | 8 |  | 75 | 160 | 6560.27 | 656.027 | 1082.4445 | 8298.7415 | 56 |  | Potable | 1 | 1 | 1 | 1 | 2011-11-08 15:15 | BAXTER\todd.deboer | 194 | V-1762 | FIT-678 | 1DH54-1DH55 | {5B1F1BC4-2C52-4E61-9CB6-98541AEF6D69}
699 | wMAIN-1046 | GE | GRAND OAKS DRIVE SEWER AND WATER IMPROVEMENTS | 2000 | Grand Oaks Dr | Grand Oaks Ct | Excelsior Rd | 516.9979 | PVC | 6 |  | 75 | 140 | 72379.7036 | 7237.9704 | 11942.6511 | 91560.325 | 51 | C900 | Potable | 1 | 1 | 1 | 1 | 2011-11-08 15:15 | BAXTER\todd.deboer | 187 | FIT-1242 | V-921 | 1GE13-1GD12 | {C68541B3-97B0-45B4-9B2A-A76AD9686C9F}
700 | wMAIN-1047 | FC | EXCELSIOR PLACE - PHASE II | 2004 | Firewood Dr | White Oak Estates | Excelsior Rd | 164.4217 | PVC | 8 |  | 75 | 160 | 26307.4785 | 2630.7479 | 4340.734 | 33278.9604 | 55 |  | Potable | 1 | 1 | 1 | 1 | 2021-03-22 08:54 | BAXTER\tdeboer | 171 | wFIT-830 | wFIT-828 | 1FC24-1FC27 | {DBC77D77-5751-4BDB-BC9D-BE381C4BE19E}
701 | wMAIN-1048 | BH | 2003 BERRYWOOD DRIVE IMPROVEMENTS | 2004 | Berrywood Dr | Hinckley Ct | Heriatge Church | 450.864 | PVC | 10 |  | 75 | 180 | 81155.5232 | 8115.5523 | 13390.6613 | 102661.7368 | 55 |  | Potable | 1 | 1 | 1 | 1 | 2015-05-14 10:11 | BAXTER\todd.deboer | 130 | wFIT-1837 | wFIT-1687 | 1BH54-1BH55 | {82CAA087-5D25-40B8-8D61-57B35756296A}
702 | wMAIN-1049 | CG | CYPRESS ESTATES IMPROVEMENTS | 1996 | Greenwood Rd | Cypress Estates | College Rd | 175.4178 | PVC | 6 |  | 75 | 140 | 24558.495 | 2455.8495 | 4052.1517 | 31066.4962 | 47 |  | Potable | 1 | 1 | 1 | 1 | 2021-03-16 14:43 | BAXTER\tdeboer | 160 | wFIT-22 | wFIT-25 | 1CG27-1CG33 | {A3E84616-2DA8-46A2-9462-C33568E3CCE5}
703 | wMAIN-1050 | BG | GREENWOOD SOUTH SEWER AND WATER IMPROVEMENTS | 1994 | Greenwood Rd | Cypress Estates | College Rd | 134.3933 | PVC | 6 |  | 75 | 140 | 18815.0566 | 1881.5057 | 3104.4843 | 23801.0467 | 45 |  | Potable | 1 | 1 | 1 | 1 | 2021-03-16 14:47 | BAXTER\tdeboer | 120 | wFIT-420 | wFIT-1544 | 1BG24-1CG23 | {A82E68DC-9D1E-476E-8E37-4DD7A16D2E78}
704 | wMAIN-1052 | BG | GREENWOOD SOUTH SEWER AND WATER IMPROVEMENTS | 1994 | Cypress Dr | Basswood Rd | Greenwood Rd | 352.3498 | PVC | 12 |  | 75 | 200 | 70469.961 | 7046.9961 | 11627.5436 | 89144.5007 | 45 |  | Potable | 1 | 1 | 1 | 1 | 2021-03-16 14:38 | BAXTER\tdeboer | 120 | wFIT-1547 | wVLV-424 | 1BG13-1BG20 | {2697CB3B-5C2B-41DC-ADCF-AC9CB4ED2383}
705 | wMAIN-1053 | BG | GREENWOOD SOUTH SEWER AND WATER IMPROVEMENTS | 1994 | Cypress Dr | Basswood Rd | Greenwood Rd | 6 | PVC | 12 |  | 75 | 200 | 1200.0099 | 120.001 | 198.0016 | 1518.0125 | 45 |  | Potable | 1 | 1 | 1 | 1 | 2021-03-16 14:38 | BAXTER\tdeboer | 120 | wVLV-424 | wFIT-1546 | 1BG20-1BG21 | {6050BB5A-9DD1-4725-9644-BF562ACACA10}
706 | wMAIN-1055 | DF | MNDOT SITE IMPROVEMENTS | 1991 | Industrial Park Rd | Transportation Department | Bypass 371 | 822.3713 | PVC | 10 |  | 75 | 180 | 148026.8285 | 14802.6829 | 24424.4267 | 187253.9381 | 42 |  | Potable | 1 | 1 | 1 | 1 | 2011-11-08 15:15 | BAXTER\todd.deboer |  | V-689 | FIT-1334 | 1DF03-1DG19 | {DEFC4952-4C98-44C2-A7B6-C9327188DADC}
707 | wMAIN-1056 | DF | 1988 INDUSTRIAL PARK IMPROVEMENTS | 1989 | Industrial Park Rd | Dogwood Dr | None | 399.3204 | PVC | 12 |  | 75 | 200 | 79864.0739 | 7986.4074 | 13177.5722 | 101028.0535 | 40 |  | Potable | 1 | 1 | 1 | 1 | 2021-03-17 09:33 | BAXTER\tdeboer | 104 | wVLV-482 | wFIT-1335 | 1DF15-1DF10 | {3F89AE6A-614F-4434-B686-BF0929C21A32}
708 | wMAIN-1057 | JC | 2006 KIMBERLEE AREA IMPROVEMENTS | 2006 | Kimberlee Dr | Clearwater Rd | Kimberlee Dr | 200.2892 | PVC | 8 |  | 75 | 160 | 32046.28 | 3204.628 | 5287.6362 | 40538.5442 | 57 |  | Potable | 1 | 1 | 1 | 1 | 2011-11-08 15:15 | BAXTER\todd.deboer | 165 | FIT-169 | V-178 | 1JC59-1JC62 | {AAEEBA80-3752-48B5-AAE8-EBE19B0ECD66}
709 | wMAIN-1058 | JC | 2006 KIMBERLEE AREA IMPROVEMENTS | 2006 | Lynndale Dr | Clearwater Rd | Kimberlee Dr | 159.4992 | PVC | 8 |  | 75 | 160 | 25519.8709 | 2551.9871 | 4210.7787 | 32282.6367 | 57 |  | Potable | 1 | 1 | 1 | 1 | 2011-11-08 15:15 | BAXTER\todd.deboer | 165 | V-175 | FIT-165 | 1JC49-1JC50 | {1C5823B2-F5DD-41A4-A92A-8B3AB3DF7034}
710 | wMAIN-1059 | JC | 2006 KIMBERLEE AREA IMPROVEMENTS | 2006 | Kimberlee Dr | Kimberlee Ct | None | 3 | PVC | 8 |  | 75 | 160 | 480 | 48 | 79.2 | 607.2 | 57 | STUB EAST | Potable | 1 | 1 | 1 | 1 | 2011-11-08 15:15 | BAXTER\todd.deboer | 165 | V-178 | FIT-172 | 1JC63-1JC64 | {DD182A71-95F8-49F3-B344-A6E9E290D120}
711 | wMAIN-1062 | KC | 2006 KIMBERLEE AREA IMPROVEMENTS | 2006 | Lynndale Dr | Clearwater Rd | Kimberlee Dr | 614.1783 | PVC | 8 |  | 75 | 160 | 98268.5215 | 9826.8521 | 16214.306 | 124309.6797 | 57 |  | Potable | 1 | 1 | 1 | 1 | 2011-11-08 15:15 | BAXTER\todd.deboer | 165 | FIT-168 | V-169 | 1JC55-1KC07 | {BD9DCCA1-0056-4D92-B603-76149BF4EC70}
712 | wMAIN-1063 | KD | 2006 KIMBERLEE AREA IMPROVEMENTS | 2006 | Kimberlee Ct | Kimberlee Dr | None | 315.4027 | PVC | 8 |  | 75 | 160 | 50464.4309 | 5046.4431 | 8326.6311 | 63837.5051 | 57 |  | Potable | 1 | 1 | 1 | 1 | 2011-11-08 15:15 | BAXTER\todd.deboer | 165 | V-163 | FIT-175 | 1JD07-1KD01 | {A2030AD3-1455-42AE-B3F7-A56CE6A94F39}
713 | wMAIN-1064 | JC | 2006 KIMBERLEE AREA IMPROVEMENTS | 2006 | Kimberlee Ct | Kimberlee Dr | None | 3.5737 | PVC | 8 |  | 75 | 160 | 571.7879 | 57.1788 | 94.345 | 723.3116 | 57 |  | Potable | 1 | 1 | 1 | 1 | 2011-11-08 15:15 | BAXTER\todd.deboer | 165 | FIT-173 | V-179 | 1JC65-1JC67 | {39472BCE-7DC8-45C9-A8B3-86E96B9E1DF8}
714 | wMAIN-1069 | JC | 2006 KIMBERLEE AREA IMPROVEMENTS | 2006 | Kimberlee Dr | Clearwater Rd | Kimberlee Dr | 353.3848 | PVC | 8 |  | 75 | 160 | 56541.5721 | 5654.1572 | 9329.3594 | 71525.0887 | 57 |  | Potable | 1 | 1 | 1 | 1 | 2011-11-08 15:15 | BAXTER\todd.deboer | 165 | V-167 | FIT-170 | 1JC45-1JC46 | {74496A41-AE99-4AE0-96B8-3491011A23B5}
715 | wMAIN-1070 | JC | 2006 KIMBERLEE AREA IMPROVEMENTS | 2006 | Clearwater Rd | Clearwater Rd | Kimberlee Dr | 45.1392 | PVC | 8 |  | 75 | 160 | 7222.2725 | 722.2273 | 1191.675 | 9136.1748 | 57 |  | Potable | 1 | 1 | 1 | 1 | 2011-11-08 15:15 | BAXTER\todd.deboer | 165 | FIT-167 | V-167 | 1JC43-1JC45 | {967B0859-2C2B-4A56-B0FD-A6BB7F900142}
716 | wMAIN-1071 | JC | 2006 KIMBERLEE AREA IMPROVEMENTS | 2006 | Kimberlee Dr | Kimberlee Dr | Barberry Ct | 3.0994 | PVC | 8 |  | 75 | 160 | 495.9041 | 49.5904 | 81.8242 | 627.3187 | 57 |  | Potable | 1 | 1 | 1 | 1 | 2011-11-08 15:15 | BAXTER\todd.deboer | 165 | V-171 | FIT-170 | 1JC47-1JC46 | {4E7F49EB-CA27-493C-966F-D4A516B75287}
717 | wMAIN-1072 | JC | 2006 KIMBERLEE AREA IMPROVEMENTS | 2006 | Kimberlee Dr | Kimberlee Dr | Barberry Ct | 27.9013 | PVC | 8 |  | 75 | 160 | 4464.2123 | 446.4212 | 736.595 | 5647.2286 | 57 |  | Potable | 1 | 1 | 1 | 1 | 2011-11-08 15:15 | BAXTER\todd.deboer | 165 | FIT-163 | V-171 | 1JC42-1JC47 | {70F18A06-42BA-4299-A2EC-F38AEB1C1894}
718 | wMAIN-1073 | KC | 2006 KIMBERLEE AREA IMPROVEMENTS | 2006 | Lynndale Dr | Clearwater Rd | Kimberlee Dr | 560.2015 | PVC | 8 |  | 75 | 160 | 89632.2331 | 8963.2233 | 14789.3185 | 113384.7749 | 57 |  | Potable | 1 | 1 | 1 | 1 | 2011-11-08 15:15 | BAXTER\todd.deboer | 165 | V-158 | FIT-171 | 1KC11-1KC08 | {EDA970E1-76F9-4CFC-BBB7-F05BEE150CC3}
719 | wMAIN-1074 | KC | 2006 KIMBERLEE AREA IMPROVEMENTS | 2006 | Lynndale Dr | Clearwater Rd | Kimberlee Dr | 102.1335 | PVC | 8 |  | 75 | 160 | 16341.3531 | 1634.1353 | 2696.3233 | 20671.8116 | 57 |  | Potable | 1 | 1 | 1 | 1 | 2011-11-08 15:15 | BAXTER\todd.deboer | 165 | V-169 | FIT-171 | 1KC07-1KC08 | {ACED34A8-C75A-4924-92D9-3BDDF28659B5}
720 | wMAIN-1075 | JC | 2006 KIMBERLEE AREA IMPROVEMENTS | 2006 | Lynndale Dr | Clearwater Rd | Kimberlee Dr | 19.4696 | PVC | 8 |  | 75 | 160 | 3115.1309 | 311.5131 | 513.9966 | 3940.6406 | 57 |  | Potable | 1 | 1 | 1 | 1 | 2011-11-08 15:15 | BAXTER\todd.deboer | 165 | V-174 | FIT-168 | 1JC54-1JC55 | {29EBECF5-3AC5-418F-8650-C968E032E287}
721 | wMAIN-1076 | JC | 2006 KIMBERLEE AREA IMPROVEMENTS | 2006 | Lynndale Dr | Clearwater Rd |  | 3.339 | PVC | 8 |  | 75 | 160 | 534.2345 | 53.4235 | 88.1487 | 675.8066 | 57 |  | Potable | 1 | 1 | 1 | 1 | 2011-11-08 15:15 | BAXTER\todd.deboer | 165 | FIT-164 | V-174 | 1JC48-1JC54 | {6AFBB5B2-4FC3-4584-89EF-A73A3505D9E1}
722 | wMAIN-1077 | JC | 2006 KIMBERLEE AREA IMPROVEMENTS | 2006 | Kimberlee Dr | Clearwater Rd | Kimberlee Dr | 205.2259 | PVC | 8 |  | 75 | 160 | 32836.1397 | 3283.614 | 5417.9631 | 41537.7168 | 57 |  | Potable | 1 | 1 | 1 | 1 | 2011-11-08 15:15 | BAXTER\todd.deboer | 165 | V-176 | FIT-169 | 1JC58-1JC59 | {3BBE8DAD-6D4C-4D1F-BA25-E20C358A5EDA}
723 | wMAIN-1078 | JC | 2006 KIMBERLEE AREA IMPROVEMENTS | 2006 | Kimberlee Dr | Clearwater Rd | Kimberlee Rd | 2.0587 | PVC | 8 |  | 75 | 160 | 329.3925 | 32.9393 | 54.3498 | 416.6815 | 57 |  | Potable | 1 | 1 | 1 | 1 | 2011-11-08 15:15 | BAXTER\todd.deboer | 165 | FIT-164 | V-176 | 1JC48-1JC58 | {F7A8E55E-7E2A-4CB3-8D95-83DC1A48F4A6}
724 | wMAIN-1079 | JC | 2006 KIMBERLEE AREA IMPROVEMENTS | 2006 | Lynndale Dr | Clearwater Rd | Kimberlee Dr | 1.2008 | PVC | 8 |  | 75 | 160 | 192.1212 | 19.2121 | 31.7 | 243.0334 | 57 | STUB SOUTHEAST | Potable | 1 | 1 | 1 | 1 | 2011-11-08 15:15 | BAXTER\todd.deboer | 165 | FIT-165 | FIT-179 | 1JC50-1JC51 | {74448940-1263-4044-8B66-61C7AAB3E428}
725 | wMAIN-1080 | JC | 2006 KIMBERLEE AREA IMPROVEMENTS | 2006 | Lynndale Dr | Clearwater Rd | Kimberlee Dr | 3.0424 | PVC | 8 |  | 75 | 160 | 486.7831 | 48.6783 | 80.3192 | 615.7806 | 57 |  | Potable | 1 | 1 | 1 | 1 | 2011-11-08 15:15 | BAXTER\todd.deboer | 165 | FIT-164 | V-175 | 1JC48-1JC49 | {92AAEE43-B816-4A0C-B910-F319D336E883}
726 | wMAIN-1081 | JC | 2006 KIMBERLEE AREA IMPROVEMENTS | 2006 | Kimberlee Dr | Clearwater Rd | Kimberlee Dr | 469.2938 | PVC | 8 |  | 75 | 160 | 75087.0012 | 7508.7001 | 12389.3552 | 94985.0565 | 57 |  | Potable | 1 | 1 | 1 | 1 | 2011-11-08 15:15 | BAXTER\todd.deboer | 165 | FIT-170 | FIT-164 | 1JC46-1JC48 | {6AFC35C4-FBDD-451F-ABFA-C727B929B872}
727 | wMAIN-1082 | JC | 2006 CLEARWATER ROAD IMPROVEMENTS | 2006 | Clearwater Rd | Lynndale Dr | Kimberlee Dr | 21.0164 | PVC (C909) | 12 |  | 75 | 200 | 4203.28 | 420.328 | 693.5412 | 5317.1492 | 57 |  | Potable | 1 | 1 | 1 | 1 | 2011-11-08 15:15 | BAXTER\todd.deboer | 152 | FIT-167 | FIT-166 | 1JC43-1JC44 | {72DCA971-83F7-417C-A283-682C592EE063}
728 | wMAIN-1083 | JC | 2006 CLEARWATER ROAD IMPROVEMENTS | 2006 | Clearwater Rd | Kimberlee Dr | Rockrose Dr | 22.6421 | PVC (C909) | 12 |  | 75 | 200 | 4528.4227 | 452.8423 | 747.1897 | 5728.4547 | 57 |  | Potable | 1 | 1 | 1 | 1 | 2011-11-08 15:15 | BAXTER\todd.deboer | 152 | V-170 | FIT-167 | 1JC16-1JC43 | {5988DA0E-C169-428E-A432-256AA64771A1}
729 | wMAIN-1086 | KD | 2006 KIMBERLEE AREA IMPROVEMENTS | 2006 | Kimberlee Ct | Kimberlee Dr | None | 1.344 | PVC | 8 |  | 75 | 160 | 215.0322 | 21.5032 | 35.4803 | 272.0158 | 57 | STUB SOUTHEAST | Potable | 1 | 1 | 1 | 1 | 2011-11-08 15:15 | BAXTER\todd.deboer | 165 | FIT-174 | FIT-182 | 1KD03-1KD04 | {256B4664-08C8-4B61-88F7-730A4820F8AD}
730 | wMAIN-1087 | KD | 2006 KIMBERLEE AREA IMPROVEMENTS | 2006 | Kimberlee Ct | Kimberlee Dr | None | 267.2814 | PVC | 8 |  | 75 | 160 | 42765.0256 | 4276.5026 | 7056.2292 | 54097.7574 | 57 |  | Potable | 1 | 1 | 1 | 1 | 2011-11-08 15:15 | BAXTER\todd.deboer | 165 | FIT-175 | FIT-174 | 1KD01-1KD03 | {16128437-7DA0-4F7B-8D93-2D66BC48813B}
731 | wMAIN-1088 | KD | 2006 KIMBERLEE AREA IMPROVEMENTS | 2006 | Kimberlee Ct | Kimberlee Dr | None | 1.5007 | PVC | 8 |  | 75 | 160 | 240.1135 | 24.0113 | 39.6187 | 303.7436 | 57 | STUB WEST | Potable | 1 | 1 | 1 | 1 | 2011-11-08 15:15 | BAXTER\todd.deboer | 165 | FIT-175 | FIT-181 | 1KD01-1KD02 | {C1C5AE1B-27CF-4D2C-BD29-9BFE913720AF}
732 | wMAIN-1089 | JD | 2006 KIMBERLEE AREA IMPROVEMENTS | 2006 | Kimberlee Ct | Kimberlee Dr | None | 3.2558 | PVC | 8 |  | 75 | 160 | 520.9327 | 52.0933 | 85.9539 | 658.9798 | 57 |  | Potable | 1 | 1 | 1 | 1 | 2011-11-08 15:15 | BAXTER\todd.deboer | 165 | FIT-177 | V-163 | 1JD05-1JD07 | {6EFA5AC1-5208-424D-9F44-1BD9A4C9BCB5}
733 | wMAIN-1090 | JD | 2006 KIMBERLEE AREA IMPROVEMENTS | 2006 | Kimberlee Ct | Kimberlee Dr | None | 1.4662 | PVC | 8 |  | 75 | 160 | 234.592 | 23.4592 | 38.7077 | 296.7589 | 57 | STUB EAST | Potable | 1 | 1 | 1 | 1 | 2011-11-08 15:15 | BAXTER\todd.deboer | 165 | FIT-177 | FIT-178 | 1JD05-1JD06 | {F1BF5BB1-1E29-42B8-8B54-A8B5F704FB62}
734 | wMAIN-1091 | JD | 2006 KIMBERLEE AREA IMPROVEMENTS | 2006 | Kimberlee Ct | Kimberlee Dr | None | 2.2165 | PVC | 8 |  | 75 | 160 | 354.6445 | 35.4645 | 58.5163 | 448.6253 | 57 |  | Potable | 1 | 1 | 1 | 1 | 2011-11-08 15:15 | BAXTER\todd.deboer | 165 | V-164 | FIT-177 | 1JD04-1JD05 | {B55D2691-6803-4B94-B8B1-E769A94ADC74}
735 | wMAIN-1092 | JD | 2006 KIMBERLEE AREA IMPROVEMENTS | 2006 | Kimberlee Ct | Kimberlee Dr | None | 46.9688 | PVC | 8 |  | 75 | 160 | 7515.0132 | 751.5013 | 1239.9772 | 9506.4917 | 57 |  | Potable | 1 | 1 | 1 | 1 | 2011-11-08 15:15 | BAXTER\todd.deboer | 165 | FIT-176 | V-164 | 1JD01-1JD04 | {3A6AFF2E-8D74-40B5-A271-C92DCFA854CF}
736 | wMAIN-1093 | JD | 2006 KIMBERLEE AREA IMPROVEMENTS | 2006 | Kimberlee Ct | Kimberlee Dr | None | 432.7557 | PVC | 8 |  | 75 | 160 | 69240.9102 | 6924.091 | 11424.7502 | 87589.7514 | 57 |  | Potable | 1 | 1 | 1 | 1 | 2011-11-08 15:15 | BAXTER\todd.deboer | 165 | V-179 | FIT-176 | 1JC67-1JD01 | {1F96344F-D6E9-472A-8A92-0B801979EDF3}
737 | wMAIN-1094 | JC | 2006 KIMBERLEE AREA IMPROVEMENTS | 2006 | Kimberlee Dr | Kimberlee Ct | None | 36.5457 | PVC | 8 |  | 75 | 160 | 5847.3121 | 584.7312 | 964.8065 | 7396.8498 | 57 |  | Potable | 1 | 1 | 1 | 1 | 2011-11-08 15:15 | BAXTER\todd.deboer | 165 | FIT-172 | FIT-173 | 1JC63-1JC65 | {281E7618-3AAA-460D-BE8F-DBDF6F3DF1DE}
738 | wMAIN-1095 | JC | 2006 KIMBERLEE AREA IMPROVEMENTS | 2006 | Kimberlee Dr | Kimberlee Ct |  | 2.7474 | PVC | 8 |  | 75 |  | 0 | 0 | 0 | 0 | 57 |  | Potable | 1 | 1 | 1 | 1 | 2011-11-08 15:15 | BAXTER\todd.deboer | 165 | FIT-173 | V-180 | 1JC65-1JC66 | {5CA6ED09-5983-4BEE-8A32-BF410A03F3B0}
739 | wMAIN-1096 | JC | 2006 KIMBERLEE AREA IMPROVEMENTS | 2006 | Kimberlee Dr | Kimberlee Ct | None | 20.0974 | PVC | 8 |  | 75 | 160 | 3215.5869 | 321.5587 | 530.5718 | 4067.7174 | 57 | STUB EAST | Potable | 1 | 1 | 1 | 1 | 2011-11-08 15:15 | BAXTER\todd.deboer | 165 | FIT-172 | FIT-180 | 1JC63-1JC64 | {7D6F55A6-A07E-44A9-8456-FFE8A36FC7FE}
740 | wMAIN-1097 | KC | 2006 KIMBERLEE AREA IMPROVEMENTS | 2006 | Kimberlee Dr | Kimberlee Ct | None | 521.8257 | PVC | 8 |  | 75 | 160 | 83492.1166 | 8349.2117 | 13776.1992 | 105617.5275 | 57 |  | Potable | 1 | 1 | 1 | 1 | 2011-11-08 15:15 | BAXTER\todd.deboer | 165 | V-180 | FIT-185 | 1JC66-1KC01 | {CA21E3DE-1F7F-44BF-9654-69203B614F7D}
741 | wMAIN-1099 | KC | 2006 KIMBERLEE AREA IMPROVEMENTS | 2006 | Kimberlee Dr | Kimberlee Ct | None | 552.7876 | PVC | 8 |  | 75 | 160 | 88446.0084 | 8844.6008 | 14593.5914 | 111884.2006 | 57 |  | Potable | 1 | 1 | 1 | 1 | 2011-11-08 15:15 | BAXTER\todd.deboer | 165 | FIT-185 | FIT-186 | 1KC01-1KC04 | {3761E9BC-87B4-42BE-9354-0681F21058D8}
742 | wMAIN-1102 | JD | 2006 KIMBERLEE AREA IMPROVEMENTS | 2006 | Kimberlee Ct | Kimberlee Dr | None | 2.9997 | PVC | 6 |  | 75 | 140 | 419.9567 | 41.9957 | 69.2929 | 531.2452 | 57 |  | Potable | 1 | 1 | 1 | 1 | 2011-11-08 15:15 | BAXTER\todd.deboer | 165 |  | HYD-72 | 1JD02-1JD03 | {968499D4-C36D-4E5A-8F9E-DA687D5E4FF4}
743 | wMAIN-1103 | JD | 2006 KIMBERLEE AREA IMPROVEMENTS | 2006 | Kimberlee Ct | Kimberlee Dr | None | 16.1916 | PVC | 6 |  | 75 | 140 | 2266.8261 | 226.6826 | 374.0263 | 2867.535 | 57 |  | Potable | 1 | 1 | 1 | 1 | 2011-11-08 15:15 | BAXTER\todd.deboer | 165 | FIT-176 |  | 1JD01-1JD02 | {3904D7D1-75F1-4D26-9E04-49E4B2853106}
744 | wMAIN-1106 | KD | 2006 KIMBERLEE AREA IMPROVEMENTS | 2006 | Kimberlee Ct | Kimberlee Dr | None | 30.388 | PVC | 8 |  | 75 | 160 | 4862.0779 | 486.2078 | 802.2429 | 6150.5285 | 57 |  | Potable | 1 | 1 | 1 | 1 | 2011-11-08 15:15 | BAXTER\todd.deboer | 165 | FIT-174 | FIT-184 | 1KD03-1KD05 | {C261EC59-18F0-461B-9DC4-546B52A2A88E}
745 | wMAIN-1110 | JG | 1979 WATER IMPROVEMENTS | 1979 | Knollwood Dr | Timberlane Dr | Foley Rd | 414.7903 | PVC | 10 |  | 75 | 180 | 74662.2621 | 7466.2262 | 12319.2733 | 94447.7616 | 30 |  | Potable | 1 | 1 | 1 | 1 | 2011-11-08 15:15 | BAXTER\todd.deboer | 101 | V-931 | FIT-1281 | 1JG09-1JG10 | {D8CE1E9C-259F-400E-8C2A-3BFBB9D7D8B9}
746 | wMAIN-1111 | AC | 2003 CONSERVATION DRIVE IMPROVEMENTS | 2004 | Conservation Dr | Northland Arboretum | Excelsior Rd | 350.5906 | PVC | 8 |  | 75 | 160 | 56094.5038 | 5609.4504 | 9255.5931 | 70959.5473 | 55 |  | Potable | 1 | 1 | 1 | 1 | 2011-11-08 15:15 | BAXTER\todd.deboer | 222 | FIT-1116 | FIT-1117 | 1AC01-1AC04 | {6FD8E2C5-4C17-4D44-AC50-AF30E996A92D}
747 | wMAIN-1112 | AC | K-MART SITE IMPROVEMENTS |  | Excelsior Rd | Westgate Mall Parking Lot | Jackson St | 232.3145 | PVC | 8 |  | 75 | 160 | 37170.3236 | 3717.0324 | 6133.1034 | 47020.4593 | -1949 |  | Potable | 1 | 1 | 1 | 1 | 2011-11-08 15:15 | BAXTER\todd.deboer | 291 | V-1498 |  | 1AD62-BRAINERD | {E14E344D-D70C-45DD-BBC5-FE834F768943}
748 | wMAIN-1113 | AD | WESTGATE MALL SITE IMPROVEMENTS | 1978 | Westgate Mall Parking Lot | None | None | 25.3911 | DIP | 8 |  | 75 | 160 | 4062.5685 | 406.2569 | 670.3238 | 5139.1492 | 29 |  | Potable | 1 | 1 | 1 | 1 | 2011-11-08 15:15 | BAXTER\todd.deboer | 291 | V-1361 | FIT-849 | 1AD36-1AD60 | {5D75780B-6D61-4158-A7B4-76E853CEF0C2}
749 | wMAIN-1114 | AD | WESTGATE MALL SITE IMPROVEMENTS | 1978 | Westgate Mall | None | None | 121.3212 | DIP | 8 |  | 75 | 160 | 19411.3974 | 1941.1397 | 3202.8806 | 24555.4178 | 29 |  | Potable | 1 | 1 | 1 | 1 | 2011-11-08 15:15 | BAXTER\todd.deboer | 291 | V-1356 | FIT-941 | 1AD43-1AD42 | {92E83BD8-D42A-439C-A084-383738745453}
750 | wMAIN-1115 | AD | K-MART SITE IMPROVEMENTS | 1978 | First Western Bank & Trust | None | None | 533.6534 | DIP | 8 |  | 75 | 160 | 85384.542 | 8538.4542 | 14088.4494 | 108011.4457 | 29 |  | Potable | 1 | 1 | 1 | 1 | 2011-11-08 15:15 | BAXTER\todd.deboer | 291 | V-1365 | FIT-945 | 1AD50-1AD44 | {C424ECBC-024F-42FD-948F-687894EC0F52}
751 | wMAIN-1116 | AD | 1977 MUNICIPAL SANITARY SEWER AND WATER SYSTEMS CONSTRUCTION | 1977 | Fairview Rd | Westport Shopping Center | None | 410.9901 | DIP | 12 |  | 75 | 200 | 82198.0143 | 8219.8014 | 13562.6724 | 103980.4881 | 28 |  | Potable | 1 | 1 | 1 | 1 | 2012-09-12 11:17 | BAXTER\todd.deboer | 100 | wFIT-1514 | wFIT-331 | 1AD05-1AD70 | {FB7C1218-A735-4BB8-ABBF-F0BA32683703}
752 | wMAIN-1117 | BD | ARBOR GLEN | 2002 | Arbor Glen Apartments | Broadmoor Dr | None | 79.7751 | PVC | 8 |  | 75 | 160 | 12764.0177 | 1276.4018 | 2106.0629 | 16146.4824 | 53 |  | Potable | 1 | 1 | 1 | 1 | 2011-11-08 15:15 | BAXTER\todd.deboer | 115 | FIT-1109 | FIT-797 | 1BD25-1BD52 | {88D3A86F-7BD5-4F17-BAD1-C35F9676731C}
753 | wMAIN-1118 | BD | ARBOR GLEN | 2002 | Arbor Glen Apartments | Broadmoor Dr | None | 189.6185 | PVC | 8 |  | 75 | 160 | 30338.9521 | 3033.8952 | 5005.9271 | 38378.7744 | 53 |  | Potable | 1 | 1 | 1 | 1 | 2011-11-08 15:15 | BAXTER\todd.deboer | 115 | V-1108 | FIT-1105 | 1BD29-1BD30 | {DBDEFA73-73D2-48A2-A9F5-6AEB5EE15C92}
754 | wMAIN-1119 | BD | ARBOR GLEN | 2002 | Arbor Glen Apartments | Dalton Rd | None | 236.724 | PVC | 8 |  | 75 | 160 | 37875.8456 | 3787.5846 | 6249.5145 | 47912.9447 | 53 |  | Potable | 1 | 1 | 1 | 1 | 2011-11-08 15:15 | BAXTER\todd.deboer | 115 | FIT-1106 | FIT-1104 | 1BD31-1BD34 | {9A4EFA8F-1E4B-45AB-8E6E-CCC3630734DA}
755 | wMAIN-1121 | CE | 1977 MUNICIPAL WATER SYSTEMS CONSTRUCTION | 1977 | Fairview Rd | Golf Course Dr | AmericInn | 415.5212 | DIP | 8 |  | 75 | 160 | 66483.3888 | 6648.3389 | 10969.7592 | 84101.4868 | 28 |  | Potable | 1 | 1 | 1 | 1 | 2013-05-22 13:46 | BAXTER\todd.deboer | 100 | wFIT-1042 | wFIT-1041 | 1CE11-1CE07 | {854182F2-49B8-44DA-BCE0-065226458053}
756 | wMAIN-1124 | ED | COUNTRY MARKET SITE IMPROVEMENTS | 1990 | Edgewood Dr | Cub Foods | Excelsior Rd | 314.4864 | PVC | 8 |  | 75 | 160 | 50317.8257 | 5031.7826 | 8302.4412 | 63652.0495 | 41 |  | Potable | 1 | 1 | 1 | 1 | 2019-08-06 09:26 | BAXTER\Todd.DeBoer |  | wVLV-1350 | wFIT-951 | 1ED22-1ED23 | {5AB01A63-ED58-40D6-8830-505BEC69B7B3}
757 | wMAIN-1126 | EB | BEST BUY SITE IMPROVEMENTS | 2002 | Best Buy | None | None | 165.5411 | PVC | 8 |  | 75 | 160 | 26486.57 | 2648.657 | 4370.2841 | 33505.5111 | 53 |  | Potable | 1 | 1 | 1 | 1 | 2011-11-08 15:15 | BAXTER\todd.deboer | 131 | V-1272 | FIT-938 | 1EB20-1EB21 | {0C3E33A9-CD72-480B-940D-C323F6AF98D9}
758 | wMAIN-1128 | EA | 2006 KIRKWOOD COMMERCIAL AREA IMPROVEMENTS | 2006 | Lynwood Dr | Woida Rd | Kirkwood Dr | 33.9897 | PVC | 6 |  | 75 | 140 | 4758.5614 | 475.8561 | 785.1626 | 6019.5801 | 57 |  | Potable | 1 | 1 | 1 | 1 | 2011-11-08 15:15 | BAXTER\todd.deboer | 218 | FIT-309 | V-259 | 1EA31-1EA32 | {2882BC44-3E8A-4E33-AF63-C0E680CAF56B}
759 | wMAIN-1129 | EA | 2006 KIRKWOOD RESIDENTIAL AREA IMPROVEMENTS | 2006 | Lynwood Dr | Kirkwood Dr | White Pine Dr | 521.5127 | PVC | 8 |  | 75 | 160 | 83442.0312 | 8344.2031 | 13767.9351 | 105554.1694 | 57 |  | Potable | 1 | 1 | 1 | 1 | 2011-11-08 15:15 | BAXTER\todd.deboer | 219 | FIT-305 | FIT-304 | 1EA50-1EA47 | {F8620A83-D31B-40DA-ACFA-B785601CF30A}
760 | wMAIN-1130 | EA | 2006 KIRKWOOD RESIDENTIAL AREA IMPROVEMENTS | 2006 | Lynwood Dr | Kirkwood Dr | White Pine Dr | 474.7219 | PVC | 8 |  | 75 | 160 | 75955.5072 | 7595.5507 | 12532.6587 | 96083.7166 | 57 |  | Potable | 1 | 1 | 1 | 1 | 2011-11-08 15:15 | BAXTER\todd.deboer | 219 | V-262 | FIT-305 | 1EA40-1EA50 | {8CFFF181-64D4-4923-9FA3-DCD0ACDD0988}
761 | wMAIN-1131 | EB | EXCELSIOR ROAD EXTENSION, JACKSON STREET AND FRONTAGE ROAD IMPROVEMENTS | 1993 | Edgewood Dr | North Pointe Centre | Woida Rd | 279.5459 | PVC | 10 |  | 75 | 180 | 50318.2584 | 5031.8258 | 8302.5126 | 63652.5969 | 44 |  | Potable | 1 | 1 | 1 | 1 | 2012-08-14 10:04 | BAXTER\todd.deboer | 176 | wFIT-296 | wFIT-1495 | 1EB66-1EB16 | {A9417027-EA5A-416B-B2FF-BE1AF0513B30}
762 | wMAIN-1132 | EB | 2006 KIRKWOOD COMMERCIAL AREA IMPROVEMENTS | 2006 | Kirkwood Ln | Best Buy | Edgewood Dr | 364.001 | PVC | 8 |  | 75 | 160 | 58240.1634 | 5824.0163 | 9609.627 | 73673.8067 | 57 |  | Potable | 1 | 1 | 1 | 1 | 2011-11-08 15:15 | BAXTER\todd.deboer | 218 | FIT-291 | FIT-299 | 1EB14-1EB30 | {0D5B3967-BB3E-4F86-B255-9140E78A5CC6}
763 | wMAIN-1133 | EB | 2006 KIRKWOOD RESIDENTIAL AREA IMPROVEMENTS | 2006 | Lynwood Dr | White Pine Dr | Kirkwood Ln | 471.8748 | PVC | 8 |  | 75 | 160 | 75499.9631 | 7549.9963 | 12457.4939 | 95507.4533 | 57 |  | Potable | 1 | 1 | 1 | 1 | 2011-11-08 15:15 | BAXTER\todd.deboer | 219 | V-249 | V-269 | 1EB53-1EB48 | {BEB4051C-C096-4807-968B-7DFB3DD09C49}
764 | wMAIN-1134 | IM | 2006 JASPERWOOD EAST PHASE ONE IMPROVEMENTS | 2006 | Ironwood Dr | Mildred Rd | Mapleton Ct | 389.7348 | PVC | 12 |  | 75 | 200 | 77946.9523 | 7794.6952 | 12861.2471 | 98602.8947 | 57 |  | Potable | 1 | 1 | 1 | 1 | 2011-11-08 15:15 | BAXTER\todd.deboer | 208 | FIT-284 | FIT-279 | 1IM14-1IM35 | {C5797461-369C-4B4C-9A9A-6B052356DDBF}
765 | wMAIN-1135 | HM | 2006 JASPERWOOD EAST PHASE ONE IMPROVEMENTS | 2006 | Mapleton Ct | Ironwood Dr | None | 364.4863 | PVC | 8 |  | 75 | 160 | 58317.8131 | 5831.7813 | 9622.4392 | 73772.0336 | 57 |  | Potable | 1 | 1 | 1 | 1 | 2011-11-08 15:15 | BAXTER\todd.deboer | 208 |  | FIT-265 | 1HM03-1HM04 | {E56796C5-FBA0-4862-AB46-D7527DDC34A0}
766 | wMAIN-1136 | HM | 2006 JASPERWOOD EAST PHASE ONE IMPROVEMENTS | 2006 | Ironwood Dr | Mildred Rd | Mapelton Ct | 348.2663 | PVC | 12 |  | 75 | 200 | 69653.2688 | 6965.3269 | 11492.7893 | 88111.385 | 57 |  | Potable | 1 | 1 | 1 | 1 | 2011-11-08 15:15 | BAXTER\todd.deboer | 208 | FIT-279 | FIT-278 | 1IM35-1HM01 | {6CEE9CD8-C3F7-4C46-A9F8-F937EC048EDD}
767 | wMAIN-1137 | EF | S.P. NO. 1805-58 (T.H. 210) | 1998 | Elder Dr | Forthun Rd | Costco | 39.5502 | PVC | 12 |  | 75 | 200 | 7910.0301 | 791.003 | 1305.155 | 10006.1881 | 49 |  | Potable | 1 | 1 | 1 | 1 | 2011-11-08 15:15 | BAXTER\todd.deboer | 268 | FIT-1908 | FIT-1568 | 1EF15-1EF16 | {920B1520-4260-45CB-B00E-47FB46A90C74}
768 | wMAIN-1138 | EG | S.P. NO. 1805-58 (T.H. 210) | 1998 | Glory Rd | Midsota Plastic Surgeons | Bypass 371 | 427.0008 | PVC | 10 |  | 75 | 180 | 76860.1397 | 7686.014 | 12681.923 | 97228.0767 | 49 | CONNECTED TO EXISTING | Potable | 1 | 1 | 1 | 1 | 2011-11-08 15:15 | BAXTER\todd.deboer | 268 | FIT-1561 | FIT-1909 | 1EG19-1EG24 | {DE8F7C3E-8BDC-4238-B80B-6169F167425F}
769 | wMAIN-1139 | FH | 2005 EAST PERCH LAKE IMPROVEMENTS | 2005 | Isle Dr | Essentia Health Urgent Care | Falcon Dr | 663.6317 | PVC | 12 |  | 75 | 200 | 132726.3383 | 13272.6338 | 21899.8458 | 167898.8179 | 56 |  | Potable | 1 | 1 | 1 | 1 | 2019-10-14 15:22 | BAXTER\Todd.DeBoer | 166 | wFIT-1996 | wFIT-1761 | 1FH51-1FI10 | {0750AD9B-195D-4941-8153-259163711FFB}
770 | wMAIN-1140 | NJ | CEDARDALE SOUTH IMPROVEMENTS | 2000 | Northern Oak Dr | Northern Oak Dr | Norway Spruce Dr | 65.7978 | PVC | 8 |  | 75 | 160 | 10527.6501 | 1052.765 | 1737.0623 | 13317.4773 | 51 |  | Potable | 1 | 1 | 1 | 1 | 2011-11-08 15:15 | BAXTER\todd.deboer | 144 | FIT-1154 | FIT-1153 | 1NJ23-1NJ26 | {44F998B3-F144-4E1F-99F1-6F832B0C4A5B}
771 | wMAIN-1142 | NJ | CEDARDALE SOUTH IMPROVEMENTS | 2000 | Jordan Rd | Norway Spruce Dr | Noble Fir Dr | 519.638 | PVC | 8 |  | 75 | 160 | 83142.084 | 8314.2084 | 13718.4439 | 105174.7363 | 51 |  | Potable | 1 | 1 | 1 | 1 | 2011-11-08 15:15 | BAXTER\todd.deboer | 144 | V-1032 | FIT-1157 | 1NJ10-1NJ11 | {987A0719-C3CF-44E9-85F0-B20D974D5EC5}
772 | wMAIN-1143 | NJ | CEDARDALE SOUTH IMPROVEMENTS | 2000 | Norway Spruce Dr | Savannah Oak Dr | Jordan Rd | 276.2344 | PVC | 8 |  | 75 | 160 | 44197.5031 | 4419.7503 | 7292.588 | 55909.8414 | 51 |  | Potable | 1 | 1 | 1 | 1 | 2011-11-08 15:15 | BAXTER\todd.deboer | 144 | V-1033 | FIT-157 | 1NJ05-1NJ06 | {84B90195-E944-4423-B30F-2CA98BEAB5AD}
773 | wMAIN-1144 | FH | 1999 ISLE AND GLORY ROAD IMPROVEMENTS | 1999 | Isle Dr | Wal-mart | McDermott Orthodontics | 2.7223 | PVC | 6 |  | 75 | 140 | 381.1261 | 38.1126 | 62.8858 | 482.1245 | 50 |  | Potable | 1 | 1 | 1 | 1 | 2011-11-08 15:15 | BAXTER\todd.deboer | 181 | FIT-188 | V-814 | 1FH54-1FH03 | {8D38C18C-A1A7-46E3-8D36-54714FC4381D}
774 | wMAIN-1145 | EI | 1999 ISLE DRIVE AND GLORY ROAD IMPROVEMENTS | 1999 | Bypass 371 | Hastings Rd | Mississippi River Trl | 38.234 | PVC | 12 |  | 75 | 200 | 7646.8047 | 764.6805 | 1261.7228 | 9673.2079 | 50 |  | Potable | 1 | 1 | 1 | 1 | 2013-03-06 11:05 | BAXTER\todd.deboer | 181 | wFIT-189 | wVLV-1884 | 1EI04-1EI01 | {4A9F3BD5-952D-4696-817C-6D7F01378831}
775 | wMAIN-1146 | FH | 1999 ISLE AND GLORY ROAD IMPROVEMENTS | 1999 | Bypass 371 | Hastings Rd | Missisippi River Trl | 217.9999 | DIP | 12 |  | 75 | 200 | 43599.9763 | 4359.9976 | 7193.9961 | 55153.97 | 50 | PIPE ENCLOSED IN A 24" DIA. SAND FILLED RCP | Potable | 1 | 1 | 1 | 1 | 2011-11-08 15:15 | BAXTER\todd.deboer | 181 | FIT-20 | FIT-189 | 1FH55-1EI04 | {3F865484-7A1B-4964-925E-240C4A2287B2}
776 | wMAIN-1147 | FH | 1999 ISLE AND GLORY ROAD IMPROVEMENTS | 1999 | Missisippi River Trl | Bypass 371 | Wal-mart | 344.4424 | PVC | 12 |  | 75 | 200 | 68888.4763 | 6888.8476 | 11366.5986 | 87143.9225 | 50 |  | Potable | 1 | 1 | 1 | 1 | 2011-11-08 15:15 | BAXTER\todd.deboer | 181 | FIT-1729 | FIT-20 | 1FH24-1FH55 | {B797A6E1-B767-4DBA-87E5-65AB1BD20BC4}
777 | wMAIN-1148 | IF | S.P. NO. 1805-58 (T.H. 210) | 1998 | Fairview Rd | Lakewood Evangelical Church | Inglewood Dr | 31.8318 | PVC | 12 |  | 75 | 200 | 6366.356 | 636.6356 | 1050.4487 | 8053.4403 | 49 | C900 | Potable | 1 | 1 | 1 | 1 | 2011-11-08 15:15 | BAXTER\todd.deboer | 268 | FIT-1877 | FIT-1253 | 1IF01-1IF02 | {A56D571C-D30D-48DD-BA95-1A087B343E44}
778 | wMAIN-1149 | IF | S.P. NO. 1805-58 (T.H. 210) | 1998 | Inglewood Dr | Fairview Rd | State Hwy 210 | 49.0209 | DIP | 8 |  | 75 | 160 | 7843.3372 | 784.3337 | 1294.1506 | 9921.8216 | 49 |  | Potable | 1 | 1 | 1 | 1 | 2011-11-08 15:15 | BAXTER\todd.deboer | 268 | V-913 | FIT-1881 | 1IF03-1IF04 | {0BF53621-0138-42D1-8ABA-1BE7B4DC5CEB}
779 | wMAIN-1150 | IF | S.P. NO. 1805-58 (T.H. 210) | 1998 | Inglewood Dr | Fairview Rd | State Hwy 210 | 4.5724 | DIP | 8 |  | 75 | 160 | 731.5873 | 73.1587 | 120.7119 | 925.458 | 49 |  | Potable | 1 | 1 | 1 | 1 | 2011-11-08 15:15 | BAXTER\todd.deboer | 268 | FIT-1253 | V-913 | 1IF02-1IF03 | {0B9B1CA2-9416-459F-8DF7-3661D730CF10}
780 | wMAIN-1151 | DH | INDUSTRIAL PARK IMPROVEMENTS PHASE 3 | 2001 | Douglas Fir Dr | Hastings Rd | College Rd | 1.5774 | PVC | 12 |  | 75 | 200 | 315.4703 | 31.547 | 52.0526 | 399.0699 | 52 |  | Potable | 1 | 1 | 1 | 1 | 2011-11-08 15:15 | BAXTER\todd.deboer | 199 | FIT-329 | FIT-1974 | 1DH56-1DH30 | {9F8A3182-7D69-4EB4-8C8B-A1C9D053B26D}
781 | wMAIN-1152 | BH | INDUSTRIAL PARK IMPROVEMENTS PHASE 3 | 2001 | Hastings Rd | Cypress Dr | Dogwood Dr | 2.0509 | PVC | 8 |  | 75 | 160 | 328.1398 | 32.814 | 54.1431 | 415.0969 | 52 |  | Potable | 1 | 1 | 1 | 1 | 2011-11-08 15:15 | BAXTER\todd.deboer | 199 | FIT-327 | V-624 | 1BH78-1BH03 | {48EA9A54-4AB0-4527-8866-8B3FA7956EC7}
782 | wMAIN-1153 | CE | KOHLS SITE IMPROVEMENTS | 2003 | Kohl's | Golf Course Dr | None | 2.3553 | PVC | 8 |  | 75 | 160 | 376.8525 | 37.6852 | 62.1807 | 476.7184 | 54 |  | Potable | 1 | 1 | 1 | 1 | 2011-11-08 15:15 | BAXTER\todd.deboer |  | FIT-1717 | V-1708 | 1CE28-1CE29 | {9974A06A-D61B-499E-A9D0-88863AFA7749}
783 | wMAIN-1154 | AD | EXCELSIOR ROAD EXTENSION, JACKSON STREET AND FRONTAGE ROAD IMPROVEMENTS | 1993 | Conservation Dr | Northland Arboretum | Excelsior Rd | 2.0801 | PVC | 8 |  | 75 | 160 | 332.8234 | 33.2823 | 54.9159 | 421.0216 | 44 |  | Potable | 1 | 1 | 1 | 1 | 2011-11-08 15:15 | BAXTER\todd.deboer | 176 | FIT-330 | V-434 | 1AD78-1AD21 | {C656636B-64E3-4DB4-8607-F1657F63E1BA}
784 | wMAIN-1155 | LH | S.P. NO. 1805-58 (T.H. 210) | 1998 | Highland Senic Rd | State Hwy 210 | Foley Rd | 239.214 | PVC | 12 |  | 75 | 200 | 47842.8021 | 4784.2802 | 7894.0623 | 60521.1447 | 49 |  | Potable | 1 | 1 | 1 | 1 | 2011-11-08 15:15 | BAXTER\todd.deboer | 268 | FIT-198 | FIT-197 | 1LH19-1LH18 | {43AEF9F4-65B2-4AAC-B756-64CBDA7D9065}
785 | wMAIN-1157 | IE | 1998 JMS ADDITION IMPROVEMENTS | 1999 | Cherrywood Dr | Inglewood Dr | Cherrywood Dr | 3.4997 | PVC | 6 |  | 75 | 140 | 489.9637 | 48.9964 | 80.844 | 619.8041 | 50 | CONNECTED TO EXISTING | Potable | 1 | 1 | 1 | 1 | 2011-11-08 15:15 | BAXTER\todd.deboer | 211 | FIT-1586 | FIT-202 | 1IE06-1IE48 | {D442F200-9A70-4532-A5E8-0E8DBD1D9FA9}
786 | wMAIN-1158 | IE | 1998 JMS ADDITION IMPROVEMENTS | 1999 | Cherrywood Dr | Donald St | Edmonton Rd | 1.5 | PVC | 6 |  | 75 | 140 | 210.0016 | 21.0002 | 34.6503 | 265.6521 | 50 |  | Potable | 1 | 1 | 1 | 1 | 2011-11-08 15:15 | BAXTER\todd.deboer | 211 | FIT-203 | V-589 | 1IE47-1IE18 | {2F6F65C9-6749-4392-9375-A1340034BB41}
787 | wMAIN-1159 | IE | 1998 JMS ADDITION IMPROVEMENTS | 1999 | Cherrywood Dr | Excelsior Rd | Donald St | 2.0002 | PVC | 6 |  | 75 | 140 | 280.027 | 28.0027 | 46.2045 | 354.2342 | 50 |  | Potable | 1 | 1 | 1 | 1 | 2011-11-08 15:15 | BAXTER\todd.deboer | 211 | FIT-204 | V-590 | 1IE46-1IE02 | {E2888147-5F28-441C-8E55-AA76C9C0CED0}
788 | wMAIN-1160 | HE | 1979 WATER IMPROVEMENTS | 1979 | Madeline Dr | John St | Fairview Rd | 4.4937 | PVC | 8 |  | 75 | 160 | 718.9915 | 71.8992 | 118.6336 | 909.5243 | 30 |  | Potable | 1 | 1 | 1 | 1 | 2011-11-08 15:15 | BAXTER\todd.deboer | 101 | FIT-1289 | V-1458 | 1HE18-1HE30 | {39A65D75-3C0E-4D8D-A564-E1B4B5464485}
789 | wMAIN-1161 | ED | 1977 MUNICIPAL SANITARY SEWER AND WATER SYSTEMS CONSTRUCTION | 1977 | Excelsior Rd | Forest Dr | Edgewood Dr | 157.7664 | DIP | 10 |  | 75 | 180 | 28397.9502 | 2839.795 | 4685.6618 | 35923.407 | 28 |  | Potable | 1 | 1 | 1 | 1 | 2019-08-06 09:27 | BAXTER\Todd.DeBoer | 100 | wFIT-950 | wFIT-949 | 1ED18-1ED21 | {7E980C0C-F337-4BD0-817A-0D693391D35B}
790 | wMAIN-1162 | ED | 1977 MUNICIPAL SANITARY SEWER AND WATER SYSTEMS CONSTRUCTION | 1977 | Excelsior Rd | Edgewood Dr | None | 131.0425 | PVC | 10 |  | 75 | 180 | 23587.6487 | 2358.7649 | 3891.962 | 29838.3756 | 28 |  | Potable | 1 | 1 | 1 | 1 | 2019-11-27 09:25 | BAXTER\Todd.DeBoer | 100 | wFIT-949 | wFIT-2017 | 1ED21-1ED05 | {04AB4B9E-F86D-486D-BF52-C330D92E2A05}
791 | wMAIN-1164 | CG | 1993 INDUSTRIAL PARK IMPROVEMENTS | 1995 | Cypress Estates | College Rd | None | 22.5199 | PVC | 6 |  | 75 | 140 | 3152.7835 | 315.2783 | 520.2093 | 3988.2711 | 46 |  | Potable | 1 | 1 | 1 | 1 | 2011-11-08 15:15 | BAXTER\todd.deboer | 200 | FIT-208 | FIT-1552 | 1CG44-1CG09 | {7F652D4A-3F78-417C-AE0D-0569DA6E9F67}
792 | wMAIN-1165 | BG | 1993 INDUSTRIAL PARK IMPROVEMENTS | 1995 | College Rd | Dogwood Dr | Cypress Dr | 3.7654 | PVC | 12 |  | 75 | 200 | 753.085 | 75.3085 | 124.259 | 952.6525 | 46 |  | Potable | 1 | 1 | 1 | 1 | 2011-11-08 15:15 | BAXTER\todd.deboer | 200 | FIT-209 | V-754 | 1BG71-1BG01 | {A5F463C5-3F0E-4053-85AD-AACB706B937F}
793 | wMAIN-1167 | FX | ROCKWOODS GRILL AND BAR RESTAURANT SITE IMPROVEMENTS | 2005 | Rockwoods Grill and Bar | None | None | 2.9477 | PVC | 8 |  | 75 | 160 | 471.6325 | 47.1633 | 77.8194 | 596.6151 | 56 |  | Potable | 1 | 1 | 1 | 1 | 2012-09-04 14:06 | BAXTER\todd.deboer |  | wFIT-1933 |  | 1FX34-1FX58 | {60B731B5-33A2-4A34-B34B-9AABA27485A5}
794 | wMAIN-1170 | GX | THE LODGE AT BRAINERD LAKES, LAKE FOREST ROAD | 2005 | Lake Forest Rd | The Lodge at Brainerd Lakes | None | 3.8035 | PVC | 12 |  | 75 | 200 | 760.7086 | 76.0709 | 125.5169 | 962.2963 | 56 |  | Potable | 1 | 1 | 1 | 1 | 2011-11-08 15:15 | BAXTER\todd.deboer |  | FIT-1814 | V-217 | 1GX18-1GX19 | {92F10686-FB8B-460F-8AA4-85495186238E}
795 | wMAIN-1171 | GX | THE LODGE AT BRAINERD LAKES, LAKE FOREST ROAD | 2005 | The Lodge at Brainerd Lakes | None | None | 6.6309 | PVC | 4 |  | 75 | 100 | 663.0898 | 66.309 | 109.4098 | 838.8086 | 56 |  | Potable | 1 | 1 | 1 | 1 | 2011-11-08 15:15 | BAXTER\todd.deboer |  | V-1842 |  | 1GX17-BLDG | {195DA9C2-52C2-49D6-8F6D-A411F9F94DB8}
796 | wMAIN-1172 | GX | THE LODGE AT BRAINERD LAKES, LAKE FOREST ROAD | 2005 | The Lodge at Brainerd Lakes | None | None | 6.9637 | PVC | 6 |  | 75 | 140 | 974.9113 | 97.4911 | 160.8604 | 1233.2628 | 56 |  | Potable | 1 | 1 | 1 | 1 | 2011-11-08 15:15 | BAXTER\todd.deboer |  |  |  | WYE-1GX16 | {A2EE8419-02AD-43AE-AE75-654555BBE572}
797 | wMAIN-1173 | GX | THE LODGE AT BRAINERD LAKES, LAKE FOREST ROAD | 2005 | The Lodge at Brainerd Lakes | None | None | 8.4412 | PVC | 6 |  | 75 | 140 | 1181.7617 | 118.1762 | 194.9907 | 1494.9285 | 56 |  | Potable | 1 | 1 | 1 | 1 | 2011-11-08 15:15 | BAXTER\todd.deboer |  | V-1841 |  | 1GX15-BLDG | {3EF642BC-FAE3-4EC2-90EF-8685C60223F0}
798 | wMAIN-1174 | GX | THE LODGE AT BRAINERD LAKES, LAKE FOREST ROAD | 2005 | The Lodge at Brainerd Lakes | None | None | 6.4474 | PVC | 6 |  | 75 | 140 | 902.6407 | 90.2641 | 148.9357 | 1141.8405 | 56 |  | Potable | 1 | 1 | 1 | 1 | 2011-11-08 15:15 | BAXTER\todd.deboer |  |  | V-1841 | WYE-1GX15 | {C65EB32A-E687-408C-B704-FA60AFCD0CFE}
799 | wMAIN-1175 | GX | THE LODGE AT BRAINERD LAKES, LAKE FOREST ROAD | 2005 | The Lodge at Brainerd Lakes | None | None | 163.3163 | PVC | 6 |  | 75 | 140 | 22864.2779 | 2286.4278 | 3772.6059 | 28923.3115 | 56 |  | Potable | 1 | 1 | 1 | 1 | 2011-11-08 15:15 | BAXTER\todd.deboer |  | FIT-1813 |  | 1GX14-WYE | {8DD8BCF4-779C-4EBB-97B2-9F8620619EA2}
800 | wMAIN-1180 | GX | THE LODGE AT BRAINERD LAKES, LAKE FOREST ROAD | 2005 | Lake Forest Rd | The Lodge at Brainerd Lakes | Edgewood Dr | 108.9055 | PVC | 12 |  | 75 | 200 | 21781.1014 | 2178.1101 | 3593.8817 | 27553.0933 | 56 |  | Potable | 1 | 1 | 1 | 1 | 2011-11-08 15:15 | BAXTER\todd.deboer |  | FIT-1932 | FIT-1811 | 1GX07-1GX08 | {15CA9BF1-994C-4AE6-984C-76D377639786}
801 | wMAIN-1183 | FX | HOLIDAY INN EXPRESS SITE IMPROVEMENTS | 2004 | Holiday Inn Express Hotel & Suites | None | None | 2.2623 | PVC | 4 |  | 75 | 100 | 226.2307 | 22.6231 | 37.3281 | 286.1819 | 55 |  | Potable | 1 | 1 | 1 | 1 | 2011-11-08 15:15 | BAXTER\todd.deboer |  |  | V-1837 | 1FX49-1FX50 | {F24AD8BB-7803-4367-B750-C9FB7EC22BC0}
802 | wMAIN-1184 | FX | HOLIDAY INN EXPRESS SITE IMPROVEMENTS | 2004 | Holiday Inn Express Hotel & Suites | None | None | 2.4221 | PVC | 6 |  | 75 | 140 | 339.0998 | 33.91 | 55.9515 | 428.9612 | 55 |  | Potable | 1 | 1 | 1 | 1 | 2011-11-08 15:15 | BAXTER\todd.deboer |  | FIT-1809 |  | 1FX48-1FX49 | {3BE5B9D8-1170-4D5B-B5FE-451CEE070397}
803 | wMAIN-1185 | FX | HOLIDAY INN EXPRESS SITE IMPROVEMENTS | 2004 | Holiday Inn Express Hotel & Suites | None | None | 41.4054 | PVC | 6 |  | 75 | 140 | 5796.7589 | 579.6759 | 956.4652 | 7332.9 | 55 |  | Potable | 1 | 1 | 1 | 1 | 2011-11-08 15:15 | BAXTER\todd.deboer |  | FIT-1808 | FIT-1809 | 1FX47-1FX48 | {96A42894-8EDD-4E95-88FA-82DDBF01302A}
804 | wMAIN-1186 | FX | HOLIDAY INN EXPRESS SITE IMPROVEMENTS | 2004 | Holiday Inn Express Hotel & Suites | None | None | 2.3199 | PVC | 6 |  | 75 | 140 | 324.786 | 32.4786 | 53.5897 | 410.8543 | 55 |  | Potable | 1 | 1 | 1 | 1 | 2011-11-08 15:15 | BAXTER\todd.deboer |  |  | V-1836 | 1FX45-1FX46 | {8B6014B6-D8A4-406A-9BFE-C7186B5556A2}
805 | wMAIN-1187 | FX | HOLIDAY INN EXPRESS SITE IMPROVEMENTS | 2004 | Holiday Inn Express Hotel & Suites | None | None | 2.4799 | PVC | 8 |  | 75 | 160 | 396.784 | 39.6784 | 65.4694 | 501.9318 | 55 |  | Potable | 1 | 1 | 1 | 1 | 2011-11-08 15:15 | BAXTER\todd.deboer |  | FIT-1931 |  | 1FX04-1FX45 | {B664AD1F-AFA3-4D43-9490-B0EFE6CC03D8}
806 | wMAIN-1190 | FX | HOLIDAY INN EXPRESS SITE IMPROVEMENTS | 2004 | Holiday Inn Express Hotel & Suites | None | None | 37.234 | PVC | 6 |  | 75 | 140 | 5212.765 | 521.2765 | 860.1062 | 6594.1478 | 55 |  | Potable | 1 | 1 | 1 | 1 | 2011-11-08 15:15 | BAXTER\todd.deboer |  | V-1834 |  | 1FX57-BLDG | {F23D40DF-FACD-4347-BFEA-341277A70ECB}
807 | wMAIN-1191 | FX | HOLIDAY INN EXPRESS SITE IMPROVEMENTS | 2004 | Holiday Inn Express Hotel & Suites | None | None | 7.9211 | PVC | 6 |  | 75 | 140 | 1108.9566 | 110.8957 | 182.9778 | 1402.83 | 55 |  | Potable | 1 | 1 | 1 | 1 | 2011-11-08 15:15 | BAXTER\todd.deboer |  | FIT-1806 | V-1834 | 1FX56-1FX57 | {C9D4E7C8-9A40-4065-9EF7-2D28C0A2F876}
808 | wMAIN-1192 | FW | HOLIDAY INN EXPRESS SITE IMPROVEMENTS | 2004 | Holiday Inn Express Hotel & Suites | None | None | 31.2866 | PVC | 6 |  | 75 | 140 | 4380.1297 | 438.013 | 722.7214 | 5540.8641 | 55 |  | Potable | 1 | 1 | 1 | 1 | 2011-11-08 15:15 | BAXTER\todd.deboer |  | FIT-1804 | FIT-1805 | 1FW47-1FW48 | {21A76091-2932-4692-AB6B-53D04005EC4D}
809 | wMAIN-1195 | FX | 2003 EDGEWOOD DRIVE UTILITY IMPROVEMENTS | 2004 | Edgewood Dr | Rockwoods Grill and Bar | Baxter Village | 17.9913 | PVC | 8 |  | 75 | 160 | 2878.6034 | 287.8603 | 474.9696 | 3641.4333 | 55 |  | Potable | 1 | 1 | 1 | 1 | 2011-11-08 15:15 | BAXTER\todd.deboer | 167 | V-1627 |  | 1FX28-1FX29 | {16F5B26E-C41A-4E33-BE64-C7A4B255BA99}
810 | wMAIN-1196 | LL | CITY OF BAXTER WORK ORDER | 2005 | Forestview Middle School | None | None | 55.6159 | PVC | 6 |  | 75 | 140 | 7786.2286 | 778.6229 | 1284.7277 | 9849.5792 | 56 |  | Potable | 1 | 1 | 1 | 1 | 2011-11-08 15:15 | BAXTER\todd.deboer |  | FIT-1803 | HYD-813 | 1KL39-1LL20 | {8B139700-7266-4829-947D-626BF9B1E6F2}
811 | wMAIN-1197 | KL | 2003 KNOLLWOOD DRIVE EXTENSION, BRONSON ROAD/MICHELLE CIRCLE AREA AND EXCELSIOR ROAD IMPROVEMENTS | 2004 | Forestview Middle School | None | None | 6.328 | PVC | 8 |  | 75 | 160 | 1012.4824 | 101.2482 | 167.0596 | 1280.7902 | 55 |  | Potable | 1 | 1 | 1 | 1 | 2011-11-08 15:15 | BAXTER\todd.deboer | 225 | FIT-704 |  | 1KL30-1KL39 | {846188F6-BDFE-4770-8C11-7F4060E008BC}
812 | wMAIN-1198 | DY | 2004 REGAL PARK IMPROVEMENTS | 2004 | Pearl Dr | Whispering Woods Ln | None | 5.0001 | PVC | 8 |  | 75 | 160 | 800.01 | 80.001 | 132.0016 | 1012.0126 | 55 | STUB NORTH | Potable | 1 | 1 | 1 | 1 | 2011-11-08 15:15 | BAXTER\todd.deboer | 262 | FIT-1802 | FIT-698 | 1DY37-1DY40 | {710F6103-9E1D-4575-B013-ACB3C8523C91}
813 | wMAIN-1201 | DY | 2004 REGAL PARK IMPROVEMENTS | 2004 | Pearl Dr | Whispering Woods Ln | None | 106.5001 | PVC | 8 |  | 75 | 160 | 17040.0207 | 1704.0021 | 2811.6034 | 21555.6262 | 55 |  | Potable | 1 | 1 | 1 | 1 | 2011-11-08 15:15 | BAXTER\todd.deboer | 262 | FIT-1801 | FIT-1802 | 1DY35-1DY37 | {E4E8CE64-E7B5-4D1B-AE0E-CAEF0BB16C48}
814 | wMAIN-1202 | DY | 2004 REGAL PARK IMPROVEMENTS | 2004 | Pearl Dr | Whispering Woods Ln | None | 51.9992 | PVC | 6 |  | 75 | 140 | 7279.8853 | 727.9885 | 1201.1811 | 9209.0549 | 55 |  | Potable | 1 | 1 | 1 | 1 | 2011-11-08 15:15 | BAXTER\todd.deboer | 262 | FIT-1801 | V-1830 | 1DY35-1DY36 | {682ADC11-3B3F-45B7-BF75-9E53A176A425}
815 | wMAIN-1203 | DY | 2004 REGAL PARK IMPROVEMENTS | 2004 | Pearl Dr | Whispering Woods Ln | None | 16.4998 | PVC | 8 |  | 75 | 160 | 2639.9692 | 263.9969 | 435.5949 | 3339.561 | 55 |  | Potable | 1 | 1 | 1 | 1 | 2011-11-08 15:15 | BAXTER\todd.deboer | 262 | FIT-1800 | FIT-1801 | 1DY33-1DY35 | {79636FB1-4F4D-473C-A30B-4C1AF498C9FA}
816 | wMAIN-1204 | DY | 2004 REGAL PARK IMPROVEMENTS | 2004 | Pearl Dr | Whispering Woods Ln | None | 28.0004 | PVC | 6 |  | 75 | 140 | 3920.0551 | 392.0055 | 646.8091 | 4958.8698 | 55 |  | Potable | 1 | 1 | 1 | 1 | 2011-11-08 15:15 | BAXTER\todd.deboer | 262 | FIT-1800 | V-1829 | 1DY33-1DY34 | {74F9B6B2-D95D-4720-93FA-A4F7CD07F23D}
817 | wMAIN-1205 | DY | 2004 REGAL PARK IMPROVEMENTS | 2004 | Pearl Dr | Whispering Woods Ln | None | 172.9999 | PVC | 8 |  | 75 | 160 | 27679.9778 | 2767.9978 | 4567.1963 | 35015.172 | 55 |  | Potable | 1 | 1 | 1 | 1 | 2011-11-08 15:15 | BAXTER\todd.deboer | 262 | FIT-1799 | FIT-1800 | 1DY31-1DY33 | {DB57563F-F4C3-4282-80D3-0C0765DA12A7}
818 | wMAIN-1206 | DY | 2004 REGAL PARK IMPROVEMENTS | 2004 | Pearl Dr | Whispering Woods Ln | None | 28.0005 | PVC | 6 |  | 75 | 140 | 3920.0689 | 392.0069 | 646.8114 | 4958.8871 | 55 |  | Potable | 1 | 1 | 1 | 1 | 2011-11-08 15:15 | BAXTER\todd.deboer | 262 | FIT-1799 | V-1828 | 1DY31-1DY32 | {5572A8AA-B78E-48E9-B965-3D8B93ED199E}
819 | wMAIN-1207 | DY | 2004 REGAL PARK IMPROVEMENTS | 2004 | Pearl Dr | Whispering Woods Ln | None | 38.5008 | PVC | 8 |  | 75 | 160 | 6160.1248 | 616.0125 | 1016.4206 | 7792.5579 | 55 |  | Potable | 1 | 1 | 1 | 1 | 2011-11-08 15:15 | BAXTER\todd.deboer | 262 | FIT-1798 | FIT-1799 | 1DY28-1DY31 | {FA21196A-FFCA-460F-847F-1BFE839B92F2}
820 | wMAIN-1208 | DY | 2004 REGAL PARK IMPROVEMENTS | 2004 | Pearl Dr | Whispering Woods Ln | None | 27.0003 | PVC | 8 |  | 75 | 160 | 4320.049 | 432.0049 | 712.8081 | 5464.862 | 55 |  | Potable | 1 | 1 | 1 | 1 | 2011-11-08 15:15 | BAXTER\todd.deboer | 262 | V-1827 | FIT-697 | 1DY29-1DY30 | {8879458E-A940-418F-9F47-443493C44465}
821 | wMAIN-1209 | DY | 2004 REGAL PARK IMPROVEMENTS | 2004 | Pearl Dr | Whispering Woods Ln | None | 24.9996 | PVC | 8 |  | 75 | 160 | 3999.9336 | 399.9934 | 659.989 | 5059.916 | 55 |  | Potable | 1 | 1 | 1 | 1 | 2011-11-08 15:15 | BAXTER\todd.deboer | 262 | FIT-1798 | V-1827 | 1DY28-1DY29 | {5CCA59B6-5D23-48F4-A9C4-FB2FB332325F}
822 | wMAIN-1210 | DY | 2004 REGAL PARK IMPROVEMENTS | 2004 | Pearl Dr | Whispering Woods Ln | None | 58.9992 | PVC | 8 |  | 75 | 160 | 9439.8779 | 943.9878 | 1557.5799 | 11941.4456 | 55 |  | Potable | 1 | 1 | 1 | 1 | 2011-11-08 15:15 | BAXTER\todd.deboer | 262 | FIT-1797 | FIT-1798 | 1DY26-1DY28 | {20A1657F-1B96-44D9-B42C-912530689141}
823 | wMAIN-1211 | DY | 2004 REGAL PARK IMPROVEMENTS | 2004 | Pearl Dr | Whispering Woods Ln | None | 28 | PVC | 6 |  | 75 | 140 | 3920.0031 | 392.0003 | 646.8005 | 4958.8039 | 55 |  | Potable | 1 | 1 | 1 | 1 | 2011-11-08 15:15 | BAXTER\todd.deboer | 262 | FIT-1797 | V-1826 | 1DY26-1DY27 | {89A637D4-BE51-460B-9A9A-DF08D10A2861}
824 | wMAIN-1212 | DY | 2004 REGAL PARK IMPROVEMENTS | 2004 | Pearl Dr | Whispering Woods Ln | None | 78.5002 | PVC | 8 |  | 75 | 160 | 12560.0289 | 1256.0029 | 2072.4048 | 15888.4366 | 55 |  | Potable | 1 | 1 | 1 | 1 | 2011-11-08 15:15 | BAXTER\todd.deboer | 262 | FIT-1796 | FIT-1797 | 1DY23-1DY26 | {27985E25-8019-4028-90BF-D61CBC587C2B}
825 | wMAIN-1213 | DY | 2004 REGAL PARK IMPROVEMENTS | 2004 | Pearl Dr | Whispering Woods Ln | None | 27.0005 | PVC | 8 |  | 75 | 160 | 4320.0813 | 432.0081 | 712.8134 | 5464.9029 | 55 |  | Potable | 1 | 1 | 1 | 1 | 2011-11-08 15:15 | BAXTER\todd.deboer | 262 | V-1825 | FIT-696 | 1DY24-1DY25 | {BDF30F90-D569-40A8-A4CA-3AA32C31F858}
826 | wMAIN-1214 | DY | 2004 REGAL PARK IMPROVEMENTS | 2004 | Pearl Dr | Whispering Woods Ln | None | 24.9996 | PVC | 8 |  | 75 | 160 | 3999.9334 | 399.9933 | 659.989 | 5059.9157 | 55 |  | Potable | 1 | 1 | 1 | 1 | 2011-11-08 15:15 | BAXTER\todd.deboer | 262 | FIT-1796 | V-1825 | 1DY23-1DY24 | {E0E18918-7266-4310-935E-0258631BA774}
827 | wMAIN-1215 | DY | 2004 REGAL PARK IMPROVEMENTS | 2004 | Pearl Dr | Whispering Woods Ln | None | 108.4999 | PVC | 8 |  | 75 | 160 | 17359.9768 | 1735.9977 | 2864.3962 | 21960.3707 | 55 |  | Potable | 1 | 1 | 1 | 1 | 2011-11-08 15:15 | BAXTER\todd.deboer | 262 | V-1824 | FIT-1796 | 1DY22-1DY23 | {9E23A8C8-C6CB-41F2-B9E5-081C96EF4143}
828 | wMAIN-1216 | DY | 2004 REGAL PARK IMPROVEMENTS | 2004 | Pearl Dr | Whispering Woods Ln | None | 14.0002 | PVC | 6 |  | 75 | 140 | 1960.0244 | 196.0024 | 323.404 | 2479.4309 | 55 |  | Potable | 1 | 1 | 1 | 1 | 2011-11-08 15:15 | BAXTER\todd.deboer | 262 | FIT-1795 | V-1824 | 1DY19-1DY22 | {B261D40E-78A3-4F1B-9CA6-2E0925C9ABC7}
829 | wMAIN-1221 | GB | JMS MILL RUN, BAXTER ESTATES | 2004 | Green Briar Dr | Grand Oaks Dr | Clearwater Rd | 248.5762 | PVC | 8 |  | 75 | 160 | 39772.1948 | 3977.2195 | 6562.4121 | 50311.8264 | 55 |  | Potable | 1 | 1 | 1 | 1 | 2011-11-08 15:15 | BAXTER\todd.deboer | 211 |  | FIT-1794 | 1GB56-1GB59 | {533ADF36-096F-4BE2-B845-8981A9115D0F}
830 | wMAIN-1224 | GB | JMS MILL RUN, BAXTER ESTATES | 2004 | Green Briar Dr | Grand Oaks Dr | Clearwater Rd | 48.5113 | PVC | 8 |  | 75 | 160 | 7761.8039 | 776.1804 | 1280.6976 | 9818.682 | 55 |  | Potable | 1 | 1 | 1 | 1 | 2011-11-08 15:15 | BAXTER\todd.deboer | 211 | V-1820 |  | 1GB55-1GB56 | {E223BDB5-51E1-4D3D-84A8-6AFE0808AE73}
831 | wMAIN-1225 | GB | JMS MILL RUN, BAXTER ESTATES | 2004 | Green Briar Dr | Grand Oaks Dr | Clearwater Rd | 3.0244 | PVC | 8 |  | 75 | 160 | 483.8961 | 48.3896 | 79.8429 | 612.1286 | 55 |  | Potable | 1 | 1 | 1 | 1 | 2011-11-08 15:15 | BAXTER\todd.deboer | 211 | FIT-1792 | V-1820 | 1GB50-1GB55 | {0991907B-57AD-4365-A0F8-643DDB233E22}
832 | wMAIN-1226 | FB | JMS MILL RUN, BAXTER ESTATES | 2004 | Green Briar Dr | Grand Oaks Dr | Clearwater Rd | 5.3532 | PVC | 6 |  | 75 | 140 | 749.4519 | 74.9452 | 123.6596 | 948.0566 | 55 |  | Potable | 1 | 1 | 1 | 1 | 2011-11-08 15:15 | BAXTER\todd.deboer | 211 |  | HYD-808 | 1GB53-1GB54 | {7953E9C1-6856-4F00-8A47-06D301835CD7}
833 | wMAIN-1229 | GB | JMS MILL RUN, BAXTER ESTATES | 2004 | Grand Oaks Dr | Baxter Estates | Clearwater Rd | 3.6165 | PVC | 8 |  | 75 | 160 | 578.6356 | 57.8636 | 95.4749 | 731.974 | 55 |  | Potable | 1 | 1 | 1 | 1 | 2011-11-08 15:15 | BAXTER\todd.deboer | 211 | FIT-1792 | V-1818 | 1GB50-1GB51 | {9AB9B653-2C91-4E57-B3BB-748919D33C12}
834 | wMAIN-1230 | GB | JMS MILL RUN, BAXTER ESTATES | 2004 | Grand Oaks Dr | Baxter Estates | Clearwater Rd | 361.9544 | PVC | 8 |  | 75 | 160 | 57912.7074 | 5791.2707 | 9555.5967 | 73259.5749 | 55 |  | Potable | 1 | 1 | 1 | 1 | 2011-11-08 15:15 | BAXTER\todd.deboer | 211 | FIT-1791 | FIT-1792 | 1GB47-1GB50 | {C7328603-5B2C-4835-906B-9C84C703A190}
835 | wMAIN-1233 | GB | JMS MILL RUN, BAXTER ESTATES | 2004 | Grand Oaks Dr | Baxter Estates | Clearwater Rd | 56.6533 | PVC | 8 |  | 75 | 160 | 9064.5297 | 906.453 | 1495.6474 | 11466.63 | 55 |  | Potable | 1 | 1 | 1 | 1 | 2011-11-08 15:15 | BAXTER\todd.deboer | 211 | V-1816 | FIT-1791 | 1GB46-1GB47 | {EFD07787-0E82-4FCB-8744-B405D278BC07}
836 | wMAIN-1234 | GB | JMS MILL RUN, BAXTER ESTATES | 2004 | Grand Oaks Dr | Baxter Estates | Clearwater Rd | 84.7503 | PVC | 8 |  | 75 | 160 | 13560.0536 | 1356.0054 | 2237.4088 | 17153.4678 | 55 |  | Potable | 1 | 1 | 1 | 1 | 2011-11-08 15:15 | BAXTER\todd.deboer | 211 | FIT-1790 | V-1816 | 1GB43-1GB46 | {9B30CF39-F47C-4C3D-BC64-BE722F1429B9}
837 | wMAIN-1235 | GA | JMS MILL RUN, BAXTER ESTATES | 2004 | Baxter Estates | Grand Oaks Dr | None | 170.9768 | PVC | 8 |  | 75 | 160 | 27356.2904 | 2735.629 | 4513.7879 | 34605.7074 | 55 |  | Potable | 1 | 1 | 1 | 1 | 2011-11-08 15:15 | BAXTER\todd.deboer | 211 | V-1815 | FIT-695 | 1GB44-1GA10 | {E3E64A17-09E9-4927-A84A-97C23DF53815}
838 | wMAIN-1236 | GB | JMS MILL RUN, BAXTER ESTATES | 2004 | Baxter Estates | Grand Oaks Dr | None | 3.9729 | PVC | 8 |  | 75 | 160 | 635.6575 | 63.5657 | 104.8835 | 804.1067 | 55 |  | Potable | 1 | 1 | 1 | 1 | 2011-11-08 15:15 | BAXTER\todd.deboer | 211 | FIT-1790 | V-1815 | 1GB43-1GB44 | {D40D841F-A722-484B-8D5A-80A7F0F04233}
839 | wMAIN-1237 | GB | JMS MILL RUN, BAXTER ESTATES | 2004 | Grand Oaks Dr | Baxter Estates | Clearwater Rd | 3.5148 | PVC | 8 |  | 75 | 160 | 562.3684 | 56.2368 | 92.7908 | 711.3961 | 55 |  | Potable | 1 | 1 | 1 | 1 | 2011-11-08 15:15 | BAXTER\todd.deboer | 211 | V-1814 | FIT-1790 | 1GB42-1GB43 | {A46E4D8D-1E93-4DB4-8373-C1A968590A47}
840 | wMAIN-1238 | GB | JMS MILL RUN, BAXTER ESTATES | 2004 | Grand Oaks Dr | Baxter Estates | Clearwater Rd | 40.0724 | PVC | 8 |  | 75 | 160 | 6411.588 | 641.1588 | 1057.912 | 8110.6588 | 55 |  | Potable | 1 | 1 | 1 | 1 | 2011-11-08 15:15 | BAXTER\todd.deboer | 211 | FIT-1789 | V-1814 | 1GB39-1GB42 | {E1598F51-C28D-4B09-BC22-94D11AE473C9}
841 | wMAIN-1249 | GB | JMS MILL RUN, BAXTER ESTATES | 2004 | Grand Oaks Dr | Baxter Estates | Clearwater Rd | 10.9666 | PVC | 8 |  | 75 | 160 | 1754.6516 | 175.4652 | 289.5175 | 2219.6343 | 55 |  | Potable | 1 | 1 | 1 | 1 | 2011-11-08 15:15 | BAXTER\todd.deboer | 211 | FIT-1928 | FIT-1785 | 1GB20-1GB27 | {AB4C9B02-9017-4A56-9D6E-F5FFE7157CCC}
842 | wMAIN-1250 | HA | 1997 WOIDA ROAD WATERMAIN IMPROVEMENTS | 1998 | Woida Rd | Holly Dr | Hemlock Dr | 270.6142 | PVC | 12 |  | 75 | 200 | 54122.8342 | 5412.2834 | 8930.2676 | 68465.3853 | 49 |  | Potable | 1 | 1 | 1 | 1 | 2016-06-09 09:26 | BAXTER\todd.deboer | 305 | wFIT-1784 | wFIT-1472 | 1HA45-1HA01 | {6D2BF92E-A1AB-415F-86E3-287977A03273}
843 | wMAIN-1251 | HA | WHITETAIL ADDITION TO BAXTER | 2004 | Afton Rd | Hemlock Dr | None | 49.6984 | PVC | 8 |  | 75 | 160 | 7951.7478 | 795.1748 | 1312.0384 | 10058.9609 | 55 |  | Potable | 1 | 1 | 1 | 1 | 2011-11-08 15:15 | BAXTER\todd.deboer | 301 | FIT-1780 | FIT-1781 | 1HA31-1HA32 | {A18620DC-4FA7-4CAD-94AC-23E24FF2C70F}
844 | wMAIN-1252 | HA | 1997 WOIDA ROAD WATERMAIN IMPROVEMENTS | 1998 | Woida Rd | Water Tower | Holly Dr | 290.7436 | PVC | 12 |  | 75 | 200 | 58148.722 | 5814.8722 | 9594.5391 | 73558.1333 | 49 |  | Potable | 1 | 1 | 1 | 1 | 2016-06-09 09:25 | BAXTER\todd.deboer | 305 | wFIT-1775 | wFIT-1471 | 1HA16-1HA04 | {EE80CC45-A16B-442B-B763-06CACBD6520E}
845 | wMAIN-1255 | CE | CYPRESS DRIVE BUSINESS CONDOMINIUMS | 2005 | Cypress Dr | Excelsior Rd | Fairview Rd | 1.3356 | PVC | 6 |  | 75 | 140 | 186.9865 | 18.6986 | 30.8528 | 236.5379 | 56 |  | Potable | 1 | 1 | 1 | 1 | 2013-05-22 13:55 | BAXTER\todd.deboer |  | wFIT-1774 | wVLV-1793 | 1CE30-1CE31 | {4A6159F8-F646-4274-9CD6-84CA58C28E76}
846 | wMAIN-1257 | CE | 1983 COMMERCIAL AREA IMPROVEMENTS | 1983 | Cypress Dr | Excelsior Rd | Fairview Rd | 216.482 | PVC | 12 |  | 75 | 200 | 43296.3938 | 4329.6394 | 7143.905 | 54769.9382 | 34 |  | Potable | 1 | 1 | 1 | 1 | 2013-05-22 13:48 | BAXTER\todd.deboer | 103 | wFIT-1772 | wFIT-1774 | 1CE32-1CE30 | {41E0CA3A-C242-4EDF-B81E-B58B38ECE07F}
847 | wMAIN-1259 | CE | 1983 COMMERCIAL AREA IMPROVEMENTS | 1983 | Cypress Dr | Excelsior Rd | Fairview Rd | 110.8864 | PVC | 12 |  | 75 | 200 | 22177.2712 | 2217.7271 | 3659.2497 | 28054.248 | 34 |  | Potable | 1 | 1 | 1 | 1 | 2020-06-08 12:44 | BAXTER\tdeboer | 103 | wFIT-1927 | wFIT-1772 | 1CE01-1CE32 | {D21F0398-DC57-4FBB-8BF6-7532EEB89860}
848 | wMAIN-1260 | GH | 2005 EAST PERCH LAKE IMPROVEMENTS | 2005 | Homestead Dr | Perch Lake Dr | one | 2.3723 | PVC | 8 |  | 75 | 160 | 379.5689 | 37.9569 | 62.6289 | 480.1547 | 56 |  | Potable | 1 | 1 | 1 | 1 | 2011-11-08 15:15 | BAXTER\todd.deboer | 166 | FIT-1763 | V-1780 | 1GH23-1GH24 | {865AAD2C-103C-4233-8DEC-35DCBA31B7A1}
849 | wMAIN-1263 | ID | 2005 CHERRYWOOD DRIVE AREA IMPROVEMENTS | 2005 | Dakar Rd | Cherrywood Dr | Calcutta Rd | 2.5804 | PVC | 8 |  | 75 | 160 | 412.8653 | 41.2865 | 68.1228 | 522.2746 | 56 |  | Potable | 1 | 1 | 1 | 1 | 2011-11-08 15:15 | BAXTER\todd.deboer | 145 | FIT-1746 | FIT-674 | 1ID60-1ID61 | {0DC27105-C069-4A5B-ACA8-DE715AD9A1DA}
850 | wMAIN-1264 | ID | 2005 CHERRYWOOD DRIVE AREA IMPROVEMENTS | 2005 | Dakar Rd | Cherrywood Dr | Calcutta Rd | 262.749 | PVC | 8 |  | 75 | 160 | 42039.8375 | 4203.9838 | 6936.5732 | 53180.3945 | 56 |  | Potable | 1 | 1 | 1 | 1 | 2011-11-08 15:15 | BAXTER\todd.deboer | 145 | FIT-1745 | FIT-1746 | 1ID58-1ID60 | {A49E6EB9-8BF6-4ED2-943A-7593A2C55023}
851 | wMAIN-1265 | ID | 2005 CHERRYWOOD DRIVE AREA IMPROVEMENTS | 2005 | Calcutta Rd | Cherrywood Dr | Cherrywood Dr | 2.821 | PVC | 8 |  | 75 | 160 | 451.3616 | 45.1362 | 74.4747 | 570.9724 | 56 |  | Potable | 1 | 1 | 1 | 1 | 2011-11-08 15:15 | BAXTER\todd.deboer | 145 | V-1749 | FIT-1749 | 1ID50-1ID48 | {981B7CD6-9802-4909-8C83-A30AAA78831F}
852 | wMAIN-1266 | ID | 2005 CHERRYWOOD DRIVE AREA IMPROVEMENTS | 2005 | Calcutta Rd | Cherrywood Dr | Cherrywood Dr | 40.8515 | PVC | 8 |  | 75 | 160 | 6536.244 | 653.6244 | 1078.4803 | 8268.3487 | 56 |  | Potable | 1 | 1 | 1 | 1 | 2011-11-08 15:15 | BAXTER\todd.deboer | 145 | FIT-1748 | V-1749 | 1ID51-1ID50 | {1EDCD58C-3A5B-4E85-A83E-8DBB6E74D6DC}
853 | wMAIN-1272 | FF | 1999 FORTHUN ROAD IMPROVEMENTS | 1999 | Forthun Rd | Elder Dr | Isle Dr | 257.9999 | PVC | 8 |  | 75 | 160 | 41279.985 | 4127.9985 | 6811.1975 | 52219.1811 | 50 |  | Potable | 1 | 1 | 1 | 1 | 2012-04-30 15:44 | BAXTER\todd.deboer |  | wFIT-377 | wFIT-1569 |  | {08382142-0B11-4A93-A12E-2B97BF06B8CE}
854 | wMAIN-1273 | LI | 1981 UTILITY IMPROVEMENTS | 1981 | Highland Scenic Rd | Mountain Ash Dr | None | 88.6197 | PVC | 10 |  | 75 |  | 0 | 0 | 0 | 0 | 32 |  | Potable | 1 | 1 | 1 | 1 | 2011-11-08 15:15 | BAXTER\todd.deboer |  | FIT-1166 | FIT-1668 |  | {CDF6953C-8C9E-4A24-A8D7-0E21FA548D19}
855 | wMAIN-1274 | MJ | 2003 HAMPTON SQUARE IMPROVEMENTS | 2004 | Jericho Rd | Mountain Ash Dr | None | 19.916 | PVC | 8 |  | 75 |  | 0 | 0 | 0 | 0 | 55 |  | Potable | 1 | 1 | 1 | 1 | 2011-11-08 15:15 | BAXTER\todd.deboer |  | FIT-1056 | FIT-559 |  | {A4BE5663-49B9-4261-B9D2-A5B0429B6026}
856 | wMAIN-1275 | MJ | 2003 HAMPTON SQUARE IMPROVEMENTS | 2004 | Jericho Rd | Mountain Ash Dr | None | 279.8381 | PVC | 8 |  | 75 |  | 0 | 0 | 0 | 0 | 55 |  | Potable | 1 | 1 | 1 | 1 | 2011-11-08 15:15 | BAXTER\todd.deboer |  | FIT-1055 | FIT-1056 |  | {0089BC89-AE90-449F-B8E0-F2BE3D314688}
857 | wMAIN-1277 | LJ | 2003 HAMPTON SQUARE IMPROVEMENTS | 2004 | Jericho Rd | Mountain Ash Dr | None | 3.6624 | PVC | 8 |  | 75 |  | 0 | 0 | 0 | 0 | 55 |  | Potable | 1 | 1 | 1 | 1 | 2011-11-08 15:15 | BAXTER\todd.deboer |  | FIT-1934 | V-1188 |  | {5FB86912-1247-417A-9CB1-68F9A9B50F89}
858 | wMAIN-1278 | LJ | 2003 HAMPTON SQUARE IMPROVEMENTS | 2004 | Mountain Ash Dr | Jericho Rd | Mapleton Rd | 2.9483 | PVC | 10 |  | 75 |  | 0 | 0 | 0 | 0 | 55 |  | Potable | 1 | 1 | 1 | 1 | 2011-11-08 15:15 | BAXTER\todd.deboer |  | FIT-1934 | V-1187 |  | {53B9C97E-88CA-470F-82DB-75B667A1989B}
859 | wMAIN-1279 | LJ | 2003 HAMPTON SQUARE IMPROVEMENTS | 2004 | Jericho Rd | Mountain Ash Dr | None | 14.5531 | PVC | 8 |  | 75 |  | 0 | 0 | 0 | 0 | 55 |  | Potable | 1 | 1 | 1 | 1 | 2011-11-08 15:15 | BAXTER\todd.deboer |  | FIT-1934 | FIT-514 |  | {9E278C06-A797-4722-B2E7-C74D7149827E}
860 | wMAIN-1280 | LJ | 2003 HAMPTON SQUARE IMPROVEMENTS | 2004 | Mountain Ash Dr | Highland Senic Rd | Jericho Rd | 2.6234 | PVC | 10 |  | 75 |  | 0 | 0 | 0 | 0 | 55 |  | Potable | 1 | 1 | 1 | 1 | 2011-11-08 15:15 | BAXTER\todd.deboer |  | V-1186 | FIT-1934 |  | {06FF004F-A54C-48B8-A417-EA75DDE3DB26}
861 | wMAIN-1281 | LJ | 2003 HAMPTON SQUARE IMPROVEMENTS | 2004 | Mountain Ash Dr | Highland Senic Rd | Jericho Rd | 360.8359 | PVC | 10 |  | 75 |  | 0 | 0 | 0 | 0 | 55 |  | Potable | 1 | 1 | 1 | 1 | 2011-11-08 15:15 | BAXTER\todd.deboer |  | FIT-1058 | V-1186 |  | {63BB7099-B9B3-4697-BA1A-BF50555924CE}
862 | wMAIN-1282 | LI | 2003 HAMPTON SQUARE IMPROVEMENTS | 2004 | Mountain Ash Dr | Cedardale Ln | Highland Senic Rd | 3.0973 | PVC | 10 |  | 75 |  | 0 | 0 | 0 | 0 | 55 |  | Potable | 1 | 1 | 1 | 1 | 2011-11-08 15:15 | BAXTER\todd.deboer |  | FIT-1164 | V-1193 |  | {26A9CA75-03CF-4675-A879-BFF8C49EE00A}
863 | wMAIN-1283 | MJ | 2003 FIRST ADDITION TO CEDARDALE SOUTH | 2004 | Second St | Jordan Rd | None | 2.0144 | PVC | 8 |  | 75 |  | 0 | 0 | 0 | 0 | 55 |  | Potable | 1 | 1 | 1 | 1 | 2011-11-08 15:15 | BAXTER\todd.deboer |  | FIT-932 | FIT-536 |  | {45B406A0-1D8E-44D9-AB1D-0D01E74608BF}
864 | wMAIN-1284 | NJ | 2000 CEDARDALE SOUTH IMPROVEMENTS | 2000 | Norway Spruce Dr | Savannah Oak Dr | Jordan Rd | 2.9436 | PVC | 6 |  | 75 |  | 0 | 0 | 0 | 0 | 51 |  | Potable | 1 | 1 | 1 | 1 | 2011-11-08 15:15 | BAXTER\todd.deboer |  |  |  |  | {17A3497C-AB7F-4F1D-8DE0-A4B8BF372F1C}
865 | wMAIN-1285 | NJ | CEDARDALE SOUTH IMPROVEMENTS | 2000 | Jordan Rd | Noble Fir Drive | None | 163.6889 | PVC | 8 |  | 75 |  | 0 | 0 | 0 | 0 | 51 |  | Potable | 1 | 1 | 1 | 1 | 2011-11-08 15:15 | BAXTER\todd.deboer |  | FIT-1156 | FIT-1155 |  | {ADE3B478-4710-4549-BD85-B625421FB49E}
866 | wMAIN-1286 | NJ | CEDARDALE SOUTH IMPROVEMENTS | 2000 | Norway Spruce Dr | Jordan Rd | Cedardale Ln | 44.8082 | PVC | 8 |  | 75 |  | 0 | 0 | 0 | 0 | 51 |  | Potable | 1 | 1 | 1 | 1 | 2011-11-08 15:15 | BAXTER\todd.deboer |  | FIT-1158 | FIT-1957 |  | {25AAC09B-0225-470A-B4F4-21F61AD3F455}
867 | wMAIN-1289 | MG | S.P. NO. 1805-58 (T.H. 210) | 1998 | Highland Senic Rd | State Hwy 210 | Fairview Rd | 51.7542 | PVC | 12 |  | 75 | 200 | 10350.8315 | 1035.0831 | 1707.8872 | 13093.8018 | 49 |  | Potable | 1 | 1 | 1 | 1 | 2011-11-08 15:15 | BAXTER\todd.deboer |  | V-1211 | FIT-199 |  | {CFF4944F-32A6-4D9E-82EB-02D30E90641F}
868 | wMAIN-1290 | MH | S.P. NO. 1805-58 (T.H. 210) | 1998 | Highland Senic Rd | State Hwy 210 | Fairview Rd | 268.3154 | PVC | 12 |  | 75 | 200 | 53663.0756 | 5366.3076 | 8854.4075 | 67883.7907 | 49 |  | Potable | 1 | 1 | 1 | 1 | 2011-11-08 15:15 | BAXTER\todd.deboer |  | FIT-199 | FIT-198 |  | {992E5291-3A8D-42CC-AAD3-AC26BEC14C86}
869 | wMAIN-1291 | LH | S.P. NO. 1805-58 (T.H. 210) | 1998 | Highland Senic Rd | State Hwy 210 | Foley Rd | 136.2734 | PVC | 12 |  | 75 | 200 | 27254.6856 | 2725.4686 | 4497.0231 | 34477.1772 | 49 |  | Potable | 1 | 1 | 1 | 1 | 2011-11-08 15:15 | BAXTER\todd.deboer |  | FIT-197 | V-1212 |  | {754748F5-B04E-4FC7-B589-77460125D893}
870 | wMAIN-1292 | LH | S.P. NO. 1805-58 (T.H. 210) | 1998 | Highland Senic Rd | Foley Rd | Fairview Rd | 11 | PVC | 12 |  | 75 |  | 0 | 0 | 0 | 0 | 49 |  | Potable | 1 | 1 | 1 | 1 | 2011-11-08 15:15 | BAXTER\todd.deboer |  | V-1212 | FIT-1677 |  | {57CECF1B-B3F7-450B-8347-2F49D16526A2}
871 | wMAIN-974 | MH | 1990 SOUTHDALE IMPROVEMENTS | 1991 | Marohn Rd | Highland Senic Rd | None | 74.5725 | PVC | 8 |  | 75 | 160 | 11931.6018 | 1193.1602 | 1968.7143 | 15093.4762 | 42 |  | Potable | 1 | 1 | 1 | 1 | 2011-11-08 15:15 | BAXTER\todd.deboer | 265 | FIT-1680 | FIT-1159 | 1MH20-1MH17 | {A15C721D-95D0-4180-A4ED-8D55713883BC}
872 | wMAIN-1294 | MH | 1990 SOUTHDALE IMPROVEMENTS | 1991 | Marohn Rd | Highland Senic Rd | None | 0.77383 | PVC | 8 |  | 75 |  | 0 | 0 | 0 | 0 | 42 |  | Potable | 1 | 1 | 1 | 1 | 2011-11-08 15:15 | BAXTER\todd.deboer |  | V-1214 | FIT-201 |  | {DE28C3B8-8A78-438F-9A2D-20F654131D29}
873 | wMAIN-1295 | MH | 1991 SOUTHDALE IMPROVEMENTS | 1991 | Marohn Rd | Highland Senic Rd | None | 0.5001 | PVC | 8 |  | 75 |  | 0 | 0 | 0 | 0 | 42 |  | Potable | 1 | 1 | 1 | 1 | 2011-11-08 15:15 | BAXTER\todd.deboer |  | FIT-201 | FIT-1680 |  | {CB8EFE7B-E4A4-45FC-B8BE-4729BC6459AE}
874 | wMAIN-1296 | NC | 1996 WHITE SAND NORTH PHASE II | 1998 | Clearwater Rd | Welton Rd | Northwoods Dr | 37.0038 | PVC | 10 |  | 75 |  | 0 | 0 | 0 | 0 | 49 |  | Potable | 1 | 1 | 1 | 1 | 2011-11-08 15:15 | BAXTER\todd.deboer |  | V-571 | FIT-1922 |  | {327D07DB-A62F-40D8-9774-44DA663ED554}
875 | wMAIN-1297 | NC | 1997 WHITE SAND NORTH PHASE II | 1998 | Northwoods Dr | Welton Rd | Northwoods Dr | 3.0002 | PVC | 10 |  | 75 |  | 0 | 0 | 0 | 0 | 49 |  | Potable | 1 | 1 | 1 | 1 | 2011-11-08 15:15 | BAXTER\todd.deboer |  | FIT-1617 | V-571 |  | {C758970B-F94E-497A-953B-CC2BB0119BD4}
876 | wMAIN-1298 | JF | 2003 KNOLLWOOD DRIVE EXTENSION (NORTH OF T.H. 210) | 2004 | Knollwood Dr | Fountain Rd | Fairview Rd | 121.3135 | PVC | 8 |  | 75 |  | 0 | 0 | 0 | 0 | 55 |  | Potable | 1 | 1 | 1 | 1 | 2011-11-08 15:15 | BAXTER\todd.deboer |  | V-1084 | FIT-1124 |  | {1187FBCD-B6E8-4D0E-91F5-7727C3DD058C}
877 | wMAIN-1299 | IF | S.P. NO. 1805-58 (T.H. 210) | 1998 | Fairview Rd | Lakewood Evangelical Church | Inglewood Dr | 250.1946 | PVC | 12 |  | 75 | 200 | 50038.9187 | 5003.8919 | 8256.4216 | 63299.2321 | 49 |  | Potable | 1 | 1 | 1 | 1 | 2011-11-08 15:15 | BAXTER\todd.deboer |  | V-185 | FIT-1877 |  | {D1745DBC-5588-41AF-940F-7919C23E9D6F}
878 | wMAIN-1301 | IC | 2005 CHERRYWOOD DRIVE AREA IMPROVEMENTS | 2005 | Calcutta Rd | Cherrywood Dr | Cherrywood Dr | 47.0295 | PVC | 8 |  | 75 | 160 | 7524.7178 | 752.4718 | 1241.5784 | 9518.7681 | 56 |  | Potable | 1 | 1 | 1 | 1 | 2011-11-08 15:15 | BAXTER\todd.deboer | 145 | V-1740 | FIT-1743 | 1IC11-1IC36 | {400474E2-A0D3-456F-B110-EB1DCC56A8B2}
879 | wMAIN-1302 | IC | 2004 INGLEWOOD DRIVE AND CLEARWATER ROAD IMPROVEMENTS | 2004 | Calcutta Rd | Cherrywood Dr | Cherrywood Dr | 2.9648 | PVC | 6 |  | 75 | 140 | 415.0707 | 41.5071 | 68.4867 | 525.0644 | 55 |  | Potable | 1 | 1 | 1 | 1 | 2011-11-08 15:15 | BAXTER\todd.deboer | 150 | FIT-1742 | V-1740 | 1IC10-1IC11 | {08AC21BA-ECB0-4B9A-94F9-3A616DA2AE75}
880 | wMAIN-1303 | IC | 2005 CHERRYWOOD DRIVE AREA IMPROVEMENTS | 2005 | Cherrywood Dr | Calcutta Rd | Dakar Rd | 6.989 | PVC | 8 |  | 75 | 160 | 1118.2443 | 111.8244 | 184.5103 | 1414.579 | 56 |  | Potable | 1 | 1 | 1 | 1 | 2011-11-08 15:15 | BAXTER\todd.deboer | 145 | V-1741 | FIT-1742 | 1IC39-1IC10 | {DE0FCBC1-8C95-4047-BA6F-2657263D23E3}
881 | wMAIN-1306 | ID | 2005 CHERRYWOOD DRIVE AREA IMPROVEMENTS | 2005 | Cherrywood Dr | Dakar Rd | Calcutta Rd | 3.7846 | PVC | 8 |  | 75 | 160 | 605.5421 | 60.5542 | 99.9145 | 766.0108 | 56 |  | Potable | 1 | 1 | 1 | 1 | 2011-11-08 15:15 | BAXTER\todd.deboer | 145 | FIT-1745 | V-1744 | 1ID58-1ID59 | {ACE13621-0CFE-4CBA-B250-40AEAC2FD922}
882 | wMAIN-1307 | ID | 2005 CHERRYWOOD DRIVE AREA IMPROVEMENTS | 2005 | Cherrywood Dr | Dakar Rd | Calcutta Rd | 3.7846 | PVC | 8 |  | 75 | 160 | 605.544 | 60.5544 | 99.9148 | 766.0131 | 56 |  | Potable | 1 | 1 | 1 | 1 | 2011-11-08 15:15 | BAXTER\todd.deboer | 145 | V-1745 | FIT-1745 | 1ID57-1ID58 | {D7E101D2-4F32-4C94-9281-C0BC393BCC16}
883 | wMAIN-1308 | ID | 2005 CHERRYWOOD DRIVE AREA IMPROVEMENTS | 2005 | Cherrywood Dr | Dakar Rd | Calcutta Rd | 192.6801 | PVC | 8 |  | 75 | 160 | 30828.8169 | 3082.8817 | 5086.7548 | 38998.4534 | 56 |  | Potable | 1 | 1 | 1 | 1 | 2011-11-08 15:15 | BAXTER\todd.deboer | 145 | V-1751 | V-1745 | 1ID49-1ID57 | {9CD55A23-40B1-49FF-AF56-B083E24611D1}
884 | wMAIN-1309 | ID | 2005 CHERRYWOOD DRIVE AREA IMPROVEMENTS | 2005 | Cherrywood Dr | Dakar Rd | Calcutta Rd | 4.0493 | PVC | 8 |  | 75 | 160 | 647.8824 | 64.7882 | 106.9006 | 819.5712 | 56 |  | Potable | 1 | 1 | 1 | 1 | 2011-11-08 15:15 | BAXTER\todd.deboer | 145 | FIT-1749 | V-1751 | 1ID48-1ID49 | {9D2F5D4A-1A63-4B0C-BA64-022DCEB8E1B0}
885 | wMAIN-1310 | ID | 2005 CHERRYWOOD DRIVE AREA IMPROVEMENTS | 2005 | Cherrywood Dr | Dakar Rd | Calcutta Rd | 3.7953 | PVC | 8 |  | 75 | 160 | 607.2499 | 60.725 | 100.1962 | 768.1711 | 56 |  | Potable | 1 | 1 | 1 | 1 | 2011-11-08 15:15 | BAXTER\todd.deboer | 145 | V-1750 | FIT-1749 | 1ID47-1ID48 | {5C04937F-D44B-4535-AA0B-0AA553A4FEBB}
886 | wMAIN-1311 | ID | 2005 CHERRYWOOD DRIVE AREA IMPROVEMENTS | 2005 | Cherrywood Dr | Calcutta Rd | Dahlin Rd | 491.7771 | PVC | 8 |  | 75 | 160 | 78684.3371 | 7868.4337 | 12982.9156 | 99535.6864 | 56 |  | Potable | 1 | 1 | 1 | 1 | 2011-11-08 15:15 | BAXTER\todd.deboer | 145 | V-1754 | V-1750 | 1ID46-1ID47 | {2CC269DE-2ACD-45FB-8628-287B70BBA0A8}
887 | wMAIN-1312 | ID | 2005 CHERRYWOOD DRIVE AREA IMPROVEMENTS | 2005 | Cherrywood Dr | Dahlin Rd | Excelsior Rd | 2.3684 | PVC | 8 |  | 75 | 160 | 378.9446 | 37.8945 | 62.5259 | 479.3649 | 56 |  | Potable | 1 | 1 | 1 | 1 | 2011-11-08 15:15 | BAXTER\todd.deboer | 145 | FIT-1990 | V-1754 | 1ID43-1ID46 | {7A27AAB6-A1B5-4962-8032-B00683C49435}
888 | wMAIN-1313 | ID | 2005 CHERRYWOOD DRIVE AREA IMPROVEMENTS | 2005 | Cherrywood Dr | Dahlin Rd | Excelsior Rd | 4.2786 | PVC | 8 |  | 75 | 160 | 684.5833 | 68.4583 | 112.9562 | 865.9978 | 56 |  | Potable | 1 | 1 | 1 | 1 | 2011-11-08 15:15 | BAXTER\todd.deboer | 145 | V-1753 | FIT-1990 | 1ID44-1ID43 | {5803F58B-AF2F-4B2B-8B7D-E33FB06E516F}
889 | wMAIN-1314 | ID | 2005 CHERRYWOOD DRIVE AREA IMPROVEMENTS | 2005 | Cherrywood Dr | Dahlin Rd | Excelsior Rd | 445.7992 | PVC | 8 |  | 75 | 160 | 71327.8665 | 7132.7867 | 11769.098 | 90229.7511 | 56 |  | Potable | 1 | 1 | 1 | 1 | 2011-11-08 15:15 | BAXTER\todd.deboer | 145 | V-1752 | V-1753 | 1ID29-1ID44 | {5475CCE4-045D-4B33-AFBB-6EC03818E0D3}
890 | wMAIN-1317 | ID | 2005 CHERRYWOOD DRIVE AREA IMPROVEMENTS | 2005 | Dahlin Rd | Cherrywood Dr | Excelsior Rd | 9.9429 | PVC | 8 |  | 75 | 160 | 1590.8612 | 159.0861 | 262.4921 | 2012.4394 | 56 |  | Potable | 1 | 1 | 1 | 1 | 2011-11-08 15:15 | BAXTER\todd.deboer | 145 | FIT-1990 | FIT-675 | 1ID43-1ID45 | {A85DAFEC-EEF2-4CAD-843E-CB151F6B57C3}
891 | wMAIN-1318 | ID | 2005 CHERRYWOOD DRIVE AREA IMPROVEMENTS | 2005 | Dahlin Rd | Cherrywood Dr | Excelsior Rd | 3.667 | PVC | 8 |  | 75 | 160 | 586.7252 | 58.6725 | 96.8097 | 742.2074 | 56 |  | Potable | 1 | 1 | 1 | 1 | 2011-11-08 15:15 | BAXTER\todd.deboer | 145 | FIT-436 | FIT-1990 | 1ID42-1ID43 | {2A86C3DD-56B4-436F-BECF-72E5DC2269B6}
892 | wMAIN-1319 | ID | 2005 CHERRYWOOD DRIVE AREA IMPROVEMENTS | 2005 | Dahlin Rd | Cherrywood Dr | Excelsior Rd | 8.8035 | PVC | 6 |  | 75 | 140 | 1232.4937 | 123.2494 | 203.3615 | 1559.1045 | 56 |  | Potable | 1 | 1 | 1 | 1 | 2011-11-08 15:15 | BAXTER\todd.deboer | 145 | V-1755 | FIT-436 | 1ID41-1ID42 | {2E340352-BC6B-489F-9B96-D78D54E2618B}
893 | wMAIN-1320 | ID | 2005 CHERRYWOOD DRIVE AREA IMPROVEMENTS | 2005 | Dahlin Rd | Cherrywood Dr | Excelsior Rd | 38.9853 | PVC | 6 |  | 75 | 140 | 5457.9363 | 545.7936 | 900.5595 | 6904.2895 | 56 |  | Potable | 1 | 1 | 1 | 1 | 2011-11-08 15:15 | BAXTER\todd.deboer | 145 | FIT-1751 | V-1755 | 1ID38-1ID41 | {40FEA622-E720-4897-AD6F-BB3F5FA64DDE}
894 | wMAIN-1321 | ID | 2005 CHERRYWOOD DRIVE AREA IMPROVEMENTS | 2005 | Dahlin Rd | Cherrywood Dr | Excelsior Rd | 611.2105 | PVC | 6 |  | 75 | 140 | 85569.4718 | 8556.9472 | 14118.9628 | 108245.3818 | 56 |  | Potable | 1 | 1 | 1 | 1 | 2011-11-08 15:15 | BAXTER\todd.deboer | 145 | FIT-1752 | FIT-1751 | 1ID35-1ID38 | {6E2A631E-6510-43F2-85FF-62AE21DD8BAD}
895 | wMAIN-1324 | ID | 2003 KNOLLWOOD DRIVE EXTENSION, BRONSON ROAD, MICHELLE CIRCLE AREA AND EXCELSIOR ROAD IMPROVEMENTS | 2003 | Cherrywood Dr | Dahlin Rd | Excelsior Rd | 3.501 | PVC | 8 |  | 75 | 160 | 560.1527 | 56.0153 | 92.4252 | 708.5931 | 54 |  | Potable | 1 | 1 | 1 | 1 | 2011-11-08 15:15 | BAXTER\todd.deboer |  | FIT-1750 | V-1752 | 1ID26-1ID29 | {CBB2BB28-B6D7-4953-9553-E11C7B322CE6}
896 | wMAIN-1326 | CE | 1977 WATER SYSTEMS CONSTRUCTION | 1977 | Golf Course Dr | Kohl's | State Hwy 210 | 52.5774 | DIP | 12 |  | 75 | 200 | 10515.4813 | 1051.5481 | 1735.0544 | 13302.0838 | 28 |  | Potable | 1 | 1 | 1 | 1 | 2013-05-22 13:46 | BAXTER\todd.deboer | 100 | wVLV-800 | wFIT-1717 | 1CE16-1CE28 | {78660248-3EFD-499C-9334-12565E59D3C4}
897 | wMAIN-1328 | DE | KOHLS SITE IMPROVEMENTS | 2003 | Kohls | None | None | 50.2973 | PVC | 8 |  | 75 | 160 | 8047.5684 | 804.7568 | 1327.8488 | 10180.174 | 54 |  | Potable | 1 | 1 | 1 | 1 | 2011-11-08 15:15 | BAXTER\todd.deboer |  | FIT-1718 |  | 1DE25-BLDG | {2AD9F7E4-02D3-40FF-B030-14289AFA7B8E}
898 | wMAIN-1331 | CE | KOHLS SITE IMPROVEMENTS | 2003 | Kohls | Golf Course Dr | None | 54.5104 | PVC | 8 |  | 75 | 160 | 8721.6619 | 872.1662 | 1439.0742 | 11032.9023 | 54 |  | Potable | 1 | 1 | 1 | 1 | 2011-11-08 15:15 | BAXTER\todd.deboer |  | V-1708 | FIT-1718 | 1CE29-1DE25 | {A9F66855-6F6B-4742-BB4E-B6DF26B6EB91}
899 | wMAIN-1333 | DE | KOHLS SITE IMPROVEMENTS | 2003 | Kohls | None | None | 362.9416 | PVC | 8 |  | 75 | 160 | 58070.6527 | 5807.0653 | 9581.6577 | 73459.3757 | 54 |  | Potable | 1 | 1 | 1 | 1 | 2011-11-08 15:15 | BAXTER\todd.deboer |  | FIT-1713 | FIT-1716 | 1DE15-1DE18 | {80236DA7-ECEA-4016-8D77-B821B3074E48}
900 | wMAIN-1334 | DE | KOHLS SITE IMPROVEMENTS | 2003 | Kohls | None | None | 4.1559 | PVC | 8 |  | 75 | 160 | 664.939 | 66.4939 | 109.7149 | 841.1478 | 54 |  | Potable | 1 | 1 | 1 | 1 | 2011-11-08 15:15 | BAXTER\todd.deboer |  | FIT-1715 | FIT-1716 | 1DE19-1DE18 | {79B41E01-8D6F-4FA3-B9FF-B30E35B70EC3}
901 | wMAIN-1337 | DD | KOHLS SITE IMPROVEMENTS | 2003 | Kohl's | Excelsior Rd | None | 284.9438 | PVC | 8 |  | 75 | 160 | 45591.0123 | 4559.1012 | 7522.517 | 57672.6306 | 54 |  | Potable | 1 | 1 | 1 | 1 | 2011-11-08 15:15 | BAXTER\todd.deboer |  | V-1705 | FIT-1715 | 1DD57-1DE19 | {631460A4-A717-4413-A68D-C7C7054238C1}
902 | wMAIN-1338 | DD | KOHLS SITE IMPROVEMENTS | 2003 | Kohl's | Excelsior Rd | None | 4.9555 | PVC | 8 |  | 75 | 160 | 792.8772 | 79.2877 | 130.8247 | 1002.9896 | 54 |  | Potable | 1 | 1 | 1 | 1 | 2011-11-08 15:15 | BAXTER\todd.deboer |  | FIT-1714 | V-1705 | 1DD56-1DD57 | {D05C05E6-E4E5-49C6-90F8-49CF398EE5DC}
903 | wMAIN-1341 | DE | KOHLS SITE IMPROVEMENTS | 2003 | Kohls | Golf Course Dr | None | 57.892 | PVC | 8 |  | 75 | 160 | 9262.7223 | 926.2722 | 1528.3492 | 11717.3437 | 54 |  | Potable | 1 | 1 | 1 | 1 | 2011-11-08 15:15 | BAXTER\todd.deboer |  | V-1703 | FIT-1713 | 1DE14-1DE15 | {15D41A89-4296-418A-A11D-0F8826557D93}
904 | wMAIN-1342 | DE | KOHLS SITE IMPROVEMENTS | 2003 | Kohl's | Golf Course Dr | None | 1.3173 | PVC | 8 |  | 75 | 160 | 210.7684 | 21.0768 | 34.7768 | 266.6221 | 54 |  | Potable | 1 | 1 | 1 | 1 | 2011-11-08 15:15 | BAXTER\todd.deboer |  | FIT-1712 | V-1703 | 1DE13-1DE14 | {EC471835-EF44-48E9-8FCF-0063D6B31F04}
905 | wMAIN-1345 | IB | 2005 CHERRYWOOD DRIVE AREA IMPROVEMENTS | 2005 | Jewelwood Dr | Atwater Rd | None | 3.664 | PVC | 6 |  | 75 | 140 | 512.9644 | 51.2964 | 84.6391 | 648.9 | 56 |  | Potable | 1 | 1 | 1 | 1 | 2011-11-08 15:15 | BAXTER\todd.deboer | 145 | FIT-1986 | V-1678 | 1ID41-1ID42 | {6F866E0C-BF9A-450A-9A8E-EBA903208E28}
906 | wMAIN-1346 | JE | PAIGE AND BLAIR FIRST ADDITION | 2000 | Knollwood Dr | Edmonton Rd | Fairmont Ct | 2.5234 | PVC | 8 |  | 75 | 160 | 403.7399 | 40.374 | 66.6171 | 510.731 | 51 |  | Potable | 1 | 1 | 1 | 1 | 2011-11-08 15:15 | BAXTER\todd.deboer | 255 | FIT-1848 | V-1463 | 1JE21-1JE22 | {E101FEB3-C56D-4655-AFCA-2DD20DE3E67C}
907 | wMAIN-1347 | KG | 2004 KENWOOD DRIVE AND SANDSTONE ROAD UTILITY AND ROADWAY IMPROVEMENTS | 2004 | Kenwood Dr | Fairfax Rd | Fairview Rd | 1.3938 | PVC | 8 |  | 75 | 160 | 223.0066 | 22.3007 | 36.7961 | 282.1034 | 55 |  | Potable | 1 | 1 | 1 | 1 | 2011-11-08 15:15 | BAXTER\todd.deboer | 216 | FIT-1824 | V-1518 | 1KG05-1KG21 | {A43C4BAD-3944-4D43-92F5-CEF2131D2857}
908 | wMAIN-1348 | KG | 1981 UTILITY IMPROVEMENTS | 1981 | Fairview Rd | Laverne Cirle and Fairview Road Houses | Kenwood Dr | 7.978 | PVC | 12 |  | 75 | 200 | 1595.6038 | 159.5604 | 263.2746 | 2018.4388 | 32 |  | Potable | 1 | 1 | 1 | 1 | 2011-11-08 15:15 | BAXTER\todd.deboer | 102 | FIT-1202 | V-980 | 1KG04-1KG06 | {058F3C88-41A6-4B55-82B2-94B516595157}
909 | wMAIN-1349 | KG | 1981 UTILITY IMPROVEMENTS | 1981 | Kenwood Dr | Fairfax Rd | Fairview Rd | 2.3668 | PVC | 10 |  | 75 | 180 | 426.019 | 42.6019 | 70.2931 | 538.914 | 32 |  | Potable | 1 | 1 | 1 | 1 | 2011-11-08 15:15 | BAXTER\todd.deboer | 102 | FIT-1202 | FIT-1824 | 1KG04-1KG05 | {9B0EFCEC-B92A-4C41-A478-FC4A6E4A7710}
910 | wMAIN-1350 | KG | 1981 UTILITY IMPROVEMENTS | 1981 | Fairview Rd | Kenwood Dr | Knollwood Dr | 12.022 | PVC | 12 |  | 75 | 200 | 2404.4099 | 240.441 | 396.7276 | 3041.5786 | 32 |  | Potable | 1 | 1 | 1 | 1 | 2011-11-08 15:15 | BAXTER\todd.deboer | 102 | FIT-1201 | FIT-1202 | 1KG01-1KG04 | {25F0F5E8-C37D-4FCB-9BDB-F059A7BC875E}
911 | wMAIN-1351 | KH | SOUTHDALE UTILITY EXTENSION AND KENWOOD DRIVE IMPROVEMENTS | 1987 | Parkwood Dr | Mountain Ash Dr | Kingwood Dr | 7.112 | PVC | 6 |  | 75 | 140 | 995.6831 | 99.5683 | 164.2877 | 1259.5392 | 38 |  | Potable | 1 | 1 | 1 | 1 | 2011-11-08 15:15 | BAXTER\todd.deboer | 267 | V-1673 |  | 1KH09-1KH10 | {06B16FEC-030E-40A4-8FA5-18B65199FA5E}
912 | wMAIN-1352 |  | 1979 WATERMAIN ASHDALE DRIVE | 1980 | Highland Senic Rd | Eagle Dr | None | 1.4101 | DIP | 8 |  | 75 | 160 | 225.6219 | 22.5622 | 37.2276 | 285.4117 | 31 |  | Potable | 1 | 1 | 1 | 1 | 2011-11-08 15:15 | BAXTER\todd.deboer | 102 | FIT-125 | FIT-124 | 1AI01-1AI02 | {A9E78AED-E1FB-48C5-B24D-B91A0132E535}
913 | wMAIN-1353 | AH | 1979 WATERMAIN ASHDALE DR | 1980 | Highland Senic Rd | Eagle Dr | Red Pine Cir | 1.8723 | DIP | 8 |  | 75 | 160 | 299.5682 | 29.9568 | 49.4288 | 378.9538 | 31 |  | Potable | 1 | 1 | 1 | 1 | 2011-11-08 15:15 | BAXTER\todd.deboer | 102 | FIT-848 | FIT-513 | 1AH27-1AH28 | {6EC71A2F-06D4-4324-98A9-2E215287C1C4}
914 | wMAIN-1354 | AH | 1979 WATERMAIN ASHDALE DR | 1980 | Highland Senic Rd | Eagle Dr | Red Pine Cir | 6.3994 | DIP | 8 |  | 75 | 160 | 1023.9077 | 102.3908 | 168.9448 | 1295.2432 | 31 |  | Potable | 1 | 1 | 1 | 1 | 2011-11-08 15:15 | BAXTER\todd.deboer | 102 | V-1499 | FIT-848 | 1AH26-1AH27 | {CB124851-00D6-4824-B86E-83EC29C8D888}
915 | wMAIN-1355 | KF | 2004 KENWOOD DRIVE AND SANDSTONE ROAD UTILITY AND ROADWAY IMPROVEMENTS | 2004 | Kenwood Dr | Kenwood Ct | Sandstone Rd | 1.5371 | PVC | 8 |  | 75 | 160 | 245.9376 | 24.5938 | 40.5797 | 311.1111 | 55 |  | Potable | 1 | 1 | 1 | 1 | 2011-11-08 15:15 | BAXTER\todd.deboer | 216 | FIT-1825 | V-1507 | 1KF07-1KF04 | {3714158B-2146-4F39-B123-AF12F72FB3DC}
916 | wMAIN-1364 | GB | 2004 INGLEWOOD DRIVE AND CLEARWATER ROAD IMPROVEMENTS | 2004 | Grand Oaks Dr | Clearwater Rd | Grand Oaks Apartments | 2.5372 | PVC | 8 |  | 75 | 160 | 405.9471 | 40.5947 | 66.9813 | 513.5231 | 55 |  | Potable | 1 | 1 | 1 | 1 | 2011-11-08 15:15 | BAXTER\todd.deboer | 150 | V-1537 | FIT-371 | 1GB22-1GB21 | {9E726CD1-C295-41DD-A07C-39644CE9457A}
917 | wMAIN-1365 | GB | 2004 INGLEWOOD DRIVE AND CLEARWATER ROAD IMPROVEMENTS | 2004 | Grand Oaks Dr | Baxter Estates | Clearwater Rd | 0.75076 | PVC | 8 |  | 75 | 160 | 120.1219 | 12.0122 | 19.8201 | 151.9542 | 55 |  | Potable | 1 | 1 | 1 | 1 | 2011-11-08 15:15 | BAXTER\todd.deboer | 150 |  | V-1535 | 1GB18-1GB19 | {DA3B5FAB-09AB-4F7A-90F9-2B52297B250F}
918 | wMAIN-1366 | EZ | MN 371, FRONTAGE ROADS AND WHISPERING WOODS LANE UTILITY IMPROVEMENTS | 2002 | Edgewood Dr | None | None | 2.8308 | PVC | 6 |  | 75 | 140 | 396.3162 | 39.6316 | 65.3922 | 501.34 | 53 |  | Potable | 1 | 1 | 1 | 1 | 2011-11-08 15:15 | BAXTER\todd.deboer | 164 | FIT-971 |  | 1EZ06-1EZ07 | {441B5763-0FF2-43E9-925D-7A7ABF1CE085}
919 | wMAIN-1367 | EY | MN 371, FRONTAGE ROADS AND WHISPERING WOODS LANE UTILITY IMPROVEMENTS | 2002 | Edgewood Dr | Edgewood Dr | Slumberland Furniture | 1.4148 | PVC | 8 |  | 75 | 160 | 226.3755 | 22.6376 | 37.352 | 286.365 | 53 |  | Potable | 1 | 1 | 1 | 1 | 2011-11-08 15:15 | BAXTER\todd.deboer | 164 | FIT-962 | FIT-542 | 1EY03-1EY04 | {FE9DA2E4-912F-4208-B34A-DF58B0462D0D}
920 | wMAIN-1368 | EY | MN 371, FRONTAGE ROADS AND WHISPERING WOODS LANE UTILITY IMPROVEMENTS | 2002 | Edgewood Dr | Edgewood Dr | Slumberland Furniture | 12.1476 | PVC | 8 |  | 75 | 160 | 1943.6172 | 194.3617 | 320.6968 | 2458.6758 | 53 |  | Potable | 1 | 1 | 1 | 1 | 2011-11-08 15:15 | BAXTER\todd.deboer | 164 |  | FIT-962 | 1EY02-1EY03 | {52EF5D83-FB6C-41D6-B1C8-16A3DA3ED175}
921 | wMAIN-1369 | EZ | MN 371, FRONTAGE ROADS AND WHISPERING WOODS LANE UTILITY IMPROVEMENTS | 2002 | Edgewood Dr | Edgewood Dr | Slumberland Furniture | 3.8398 | PVC | 10 |  | 75 | 180 | 691.158 | 69.1158 | 114.0411 | 874.3149 | 53 |  | Potable | 1 | 1 | 1 | 1 | 2011-11-08 15:15 | BAXTER\todd.deboer | 164 | FIT-960 | V-1306 | 1EZ29-1EZ31 | {0C098121-913C-434D-A5DE-29B25B6128BC}
922 | wMAIN-1370 | EZ | WOIDA CENTER SITE IMPROVEMENTS | 2002 | Starbucks | None | None | 2.9998 | PVC | 6 |  | 75 | 140 | 419.9777 | 41.9978 | 69.2963 | 531.2718 | 53 |  | Potable | 1 | 1 | 1 | 1 | 2011-11-08 15:15 | BAXTER\todd.deboer | 304 | FIT-758 | V-1613 | 1EZ36-1EZ37 | {3AA4174E-8EBA-4D0A-96EC-00119AE1865E}
923 | wMAIN-1373 | DZ | MENARDS SITE IMPROVEMENTS | 2002 | Menards | None | None | 0.3064 | PVC | 8 |  | 75 | 160 | 49.0244 | 4.9024 | 8.089 | 62.0159 | 53 |  | Potable | 1 | 1 | 1 | 1 | 2011-11-08 15:15 | BAXTER\todd.deboer | 236 | FIT-391 | V-1301 | 1DZ39-1DZ40 | {62727AF7-706B-48BC-873C-DDF357625B31}
924 | wMAIN-1376 | DC | UNIVERSAL DRIVE IMPROVEMENTS | 1996 | Golf Course Dr | Universal Rd | Design Rd | 45.8366 | PVC | 10 |  | 75 | 180 | 8250.589 | 825.0589 | 1361.3472 | 10436.9951 | 47 |  | Potable | 1 | 1 | 1 | 1 | 2011-11-08 15:15 | BAXTER\todd.deboer | 276 | V-1674 | FIT-1037 | 1DC46-1DC38 | {E62917A0-E198-4005-B9F4-4AB7FBD1A707}
925 | wMAIN-1377 | EC | 1977 MUNICIPAL SANITARY SEWER AND WATER SYSTEMS CONSTRUCTION | 1977 | Edgewood Dr | MCI Carpet | None | 6.3048 | DIP | 6 |  | 75 | 140 | 882.6721 | 88.2672 | 145.6409 | 1116.5802 | 28 |  | Potable | 1 | 1 | 1 | 1 | 2011-11-08 15:15 | BAXTER\todd.deboer | 100 |  | HYD-179 | 1EC15-1EC16 | {3AB59D2A-3DB7-4829-91CD-937A6DA671EB}
926 | wMAIN-1378 | ED | WAL-MART STORE, SITE DEVELOPEMENT PLANS | 1990 | Gander Outdoors | None | None | 31.9315 | PVC | 8 |  | 75 | 160 | 5109.0471 | 510.9047 | 842.9928 | 6462.9446 | 41 |  | Potable | 1 | 1 | 1 | 1 | 2011-11-08 15:15 | BAXTER\todd.deboer |  | V-1343 |  | 1ED44-BLDG. | {6868C86A-7560-4552-94A2-D5E54846A6FA}
927 | wMAIN-1379 | ED | COUNTRY MARKET SITE IMPROVEMENTS | 1990 | Cub Foods | None | None | 3.9889 | PVC | 6 |  | 75 | 140 | 558.4483 | 55.8448 | 92.144 | 706.4371 | 41 |  | Potable | 1 | 1 | 1 | 1 | 2011-11-08 15:15 | BAXTER\todd.deboer |  |  | HYD-600 | 1ED26-1ED27 | {4D9DF432-A0F5-47EE-9543-BD2089162309}
928 | wMAIN-1381 | DB | MILLS MOTORS UTILITY IMPROVEMENTS | 1996 | Golf Course Dr | Mills Bodyworks | Links Ln | 706.8369 | PVC | 10 |  | 75 | 180 | 127230.6426 | 12723.0643 | 20993.056 | 160946.7628 | 47 |  | Potable | 1 | 1 | 1 | 1 | 2011-11-08 15:15 | BAXTER\todd.deboer | 239 |  | FIT-994 | 1DB13-1DA72 | {8418B983-4915-434B-BEE2-00D00F7BA0D4}
929 | wMAIN-1385 | DA | EXCELSIOR ROAD EXTENSION, JACKSON STREET AND FRONTAGE ROAD IMPROVEMENTS | 1993 | Dellwood Dr | Mills Motor | Mills Bodyworks | 179.7793 | PVC | 10 |  | 75 | 180 | 32360.2697 | 3236.027 | 5339.4445 | 40935.7411 | 44 |  | Potable | 1 | 1 | 1 | 1 | 2011-11-08 15:15 | BAXTER\todd.deboer | 176 | FIT-1492 | V-1291 | 1DA13-1DA17 | {EDB18A17-51D6-40BF-96A5-F61B2B1AC5F7}
930 | wMAIN-1387 | DA | MILLS MOTORS UTILITY IMPROVEMENTS | 1996 | Mills Bodyworks | None | None | 183.6432 | PVC | 10 |  | 75 | 180 | 33055.7736 | 3305.5774 | 5454.2027 | 41815.5537 | 47 |  | Potable | 1 | 1 | 1 | 1 | 2011-11-08 15:15 | BAXTER\todd.deboer | 239 | V-1293 | FIT-992 | 1DA06-1DA07 | {2F05096F-C83D-4BC9-8B5C-EB8C285011F5}
931 | wMAIN-1388 | DA | EXCELSIOR ROAD EXTENSION, JACKSON STREET AND FRONTAGE ROAD IMPROVEMENTS | 1993 | Dellwood Dr | Mills Motor | Mills Bodyworks | 202.0122 | PVC | 10 |  | 75 | 180 | 36362.2024 | 3636.2202 | 5999.7634 | 45998.1861 | 44 |  | Potable | 1 | 1 | 1 | 1 | 2011-11-08 15:15 | BAXTER\todd.deboer | 176 | FIT-990 | FIT-1492 | 1DA05-1DA13 | {349549D5-1F05-4E98-A3F0-A2FFB4F29028}
932 | wMAIN-1390 | DB | 1977 MUNICIPAL SANITARY SEWER AND WATER SYSTEMS CONSTRUCTION | 1977 | Dellwood Dr | Mills Bodyworks | Aldi | 252.0069 | DIP | 10 |  | 75 | 180 | 45361.2431 | 4536.1243 | 7484.6051 | 57381.9725 | 28 |  | Potable | 1 | 1 | 1 | 1 | 2011-11-08 15:15 | BAXTER\todd.deboer | 100 | FIT-1494 |  | 1DB30-1DA03 | {4B3011D7-F92F-4169-AF82-72432268AFBE}
933 | wMAIN-1391 | DB | EXCELSIOR ROAD EXTENSION, JACKSON STREET AND FRONTAGE ROAD IMPROVEMENTS | 1993 | Dellwood Dr | Mills Bodyworks | Aldi | 39.9725 | PVC | 6 |  | 75 | 140 | 5596.1508 | 559.6151 | 923.3649 | 7079.1307 | 44 |  | Potable | 1 | 1 | 1 | 1 | 2011-11-08 15:15 | BAXTER\todd.deboer | 176 | V-1244 | FIT-555 | 1DB31-1DB32 | {FA62EF7D-E52B-4A44-BF3F-5C9372AE2C3E}
934 | wMAIN-1392 | DB | 1977 MUNICIPAL SANITARY SEWER AND WATER SYSTEMS CONSTRUCTION | 1977 | Dellwood Dr | Aldi | Target | 11.5494 | DIP | 10 |  | 75 | 180 | 2078.9007 | 207.8901 | 343.0186 | 2629.8094 | 28 |  | Potable | 1 | 1 | 1 | 1 | 2011-11-08 15:15 | BAXTER\todd.deboer | 100 | V-1243 | FIT-1021 | 1DB38-1DB33 | {C4E1FA76-F5B4-4D1B-A6FB-7BEBCA94F305}
935 | wMAIN-1393 | DB | EXCELSIOR ROAD EXTENSION, JACKSON STREET AND FRONTAGE ROAD IMPROVEMENTS | 1993 | Aldi | None | None | 6.5788 | PVC | 6 |  | 75 | 140 | 921.0362 | 92.1036 | 151.971 | 1165.1108 | 44 |  | Potable | 1 | 1 | 1 | 1 | 2016-11-28 15:53 | BAXTER\todd.deboer | 176 | wFIT-1022 |  | 1DB34-1DB37 | {0A983CFE-D4A7-4C74-B501-330DC93F2D62}
936 | wMAIN-1394 | DC | TARGET SITE IMPROVEMENTS | 1990 | Clearwater Rd | Office Max | Golf Course Dr | 9.6286 | PVC | 10 |  | 75 | 180 | 1733.15 | 173.315 | 285.9698 | 2192.4348 | 41 |  | Potable | 1 | 1 | 1 | 1 | 2011-11-08 15:15 | BAXTER\todd.deboer | 270 |  | FIT-1012 | 1DC17-1DC18 | {89832E65-5AB5-43B0-AA08-1083E35EE2FA}
937 | wMAIN-1395 | DC | TARGET SITE IMPROVEMENTS | 1990 | Clearwater Rd | Dellwood Dr | Office Max | 516.8005 | PVC | 10 |  | 75 | 180 | 93024.0907 | 9302.4091 | 15348.975 | 117675.4747 | 41 |  | Potable | 1 | 1 | 1 | 1 | 2011-11-08 15:15 | BAXTER\todd.deboer | 270 | V-1238 | FIT-1012 | 1DC21-1DC18 | {2B7895F8-92F6-43E7-B6DE-628B0D715BD8}
938 | wMAIN-1396 | DB | TARGET SITE IMPROVEMENTS | 1990 | Target | Office Max | None | 29.6011 | PVC | 8 |  | 75 | 160 | 4736.1814 | 473.6181 | 781.4699 | 5991.2695 | 41 |  | Potable | 1 | 1 | 1 | 1 | 2012-02-01 10:41 | BAXTER\todd.deboer | 270 | wVLV-476 | wFIT-1016 | 1DB14-1DB10 | {DB79DB3A-7C46-4C6A-B797-357BF5EEC7BF}
939 | wMAIN-1398 | DB | TARGET SITE IMPROVEMENTS | 1990 | Target | None | None | 54.96 | PVC | 10 |  | 75 | 180 | 9892.8026 | 989.2803 | 1632.3124 | 12514.3953 | 41 |  | Potable | 1 | 1 | 1 | 1 | 2011-11-08 15:15 | BAXTER\todd.deboer | 270 | FIT-1019 | FIT-392 | 1DB25-1DB28 | {021B70F5-1546-4DCA-B9E0-4A711EE5F48E}
940 | wMAIN-1399 | DB | TARGET SITE IMPROVEMENTS | 1990 | Target | None | None | 252.1822 | PVC | 6 |  | 75 | 140 | 35305.5018 | 3530.5502 | 5825.4078 | 44661.4598 | 41 |  | Potable | 1 | 1 | 1 | 1 | 2011-11-08 15:15 | BAXTER\todd.deboer | 270 | FIT-1018 | FIT-1019 | 1DB22-1DB25 | {8B3A3EF6-5313-4F06-B23F-CC183C1E59DB}
941 | wMAIN-1400 | DB | TARGET SITE IMPROVEMENTS | 1990 | Target | None | None | 76.8773 | PVC | 10 |  | 75 | 180 | 13837.9221 | 1383.7922 | 2283.2572 | 17504.9715 | 41 |  | Potable | 1 | 1 | 1 | 1 | 2011-11-08 15:15 | BAXTER\todd.deboer | 270 | FIT-1009 | FIT-1018 | 1DB21-1DB22 | {88A20F77-7C6F-4744-A683-C8E06F600D11}
942 | wMAIN-1401 | DB | TARGET SITE IMPROVEMENTS | 1990 | Target | Office Max | None | 4.7266 | PVC | 8 |  | 75 | 160 | 756.2536 | 75.6254 | 124.7818 | 956.6608 | 41 |  | Potable | 1 | 1 | 1 | 1 | 2011-11-08 15:15 | BAXTER\todd.deboer | 270 | FIT-1009 | V-1247 | 1DB21-1DB20 | {15E62EB9-BEAF-40F1-B034-A78F51BCD80A}
943 | wMAIN-1402 | DB | TARGET SITE IMPROVEMENTS | 1990 | Target | Office Max | None | 370.8342 | PVC | 8 |  | 75 | 160 | 59333.4658 | 5933.3466 | 9790.0219 | 75056.8342 | 41 |  | Potable | 1 | 1 | 1 | 1 | 2012-02-01 10:41 | BAXTER\todd.deboer | 270 | wVLV-1247 | wFIT-1016 | 1DB20-1DB14 | {71E30F93-D0EA-4D20-AC54-F63E6C012B57}
944 | wMAIN-1403 | DC | TARGET SITE IMPROVEMENTS | 1990 | Office Max | Clearwater Rd | Target | 5.3434 | PVC | 10 |  | 75 | 180 | 961.819 | 96.1819 | 158.7001 | 1216.701 | 41 |  | Potable | 1 | 1 | 1 | 1 | 2011-11-08 15:15 | BAXTER\todd.deboer | 270 | FIT-1012 | V-1252 | 1DC18-1DC19 | {1C1200AC-6EE5-41AC-A825-40A08A1E6659}
945 | wMAIN-1404 | DC | TARGET SITE IMPROVEMENTS | 1990 | Office Max | Clearwater Rd | Target | 54.4631 | PVC | 10 |  | 75 | 180 | 9803.3575 | 980.3357 | 1617.554 | 12401.2472 | 41 |  | Potable | 1 | 1 | 1 | 1 | 2011-11-08 15:15 | BAXTER\todd.deboer | 270 | V-1252 | FIT-1017 | 1DC19-1DB17 | {ED50BBD8-5154-4DC2-B545-4ECE5B86189E}
946 | wMAIN-1405 | DB | TARGET SITE IMPROVEMENTS | 1990 | Office Max | Clearwater Rd | Target | 236.0322 | PVC | 10 |  | 75 | 180 | 42485.7899 | 4248.579 | 7010.1553 | 53744.5242 | 41 |  | Potable | 1 | 1 | 1 | 1 | 2011-11-08 15:15 | BAXTER\todd.deboer | 270 | FIT-1017 | FIT-1009 | 1DB17-1DB21 | {AB6426B6-DB6F-4ADA-A3AE-3F13B1A4DDD1}
947 | wMAIN-1406 | DB | TARGET SITE IMPROVEMENTS | 1990 | Target | None | None | 3.2276 | PVC | 8 |  | 75 | 160 | 516.4119 | 51.6412 | 85.208 | 653.2611 | 41 |  | Potable | 1 | 1 | 1 | 1 | 2011-11-08 15:15 | BAXTER\todd.deboer | 270 | FIT-392 | FIT-1008 | 1DB28-1DB29 | {69505077-55DD-42CC-9EB6-7A57245547E6}
948 | wMAIN-1407 | DB | 1999 EXPANSION SITE IMPROVEMENTS | 1999 | Target | None | None | 3.1447 | PVC | 8 |  | 75 | 160 | 503.1569 | 50.3157 | 83.0209 | 636.4935 | 50 |  | Potable | 1 | 1 | 1 | 1 | 2012-02-01 11:04 | BAXTER\todd.deboer |  | wFIT-1008 | wVLV-1436 | 1DB29-1DB44 | {8C1668F8-F97B-438E-BFD9-50A7A49D6C06}
949 | wMAIN-1408 | DB | TARGET SITE IMPROVEMENTS | 1990 | Target | None | None | 5.516 | PVC | 6 |  | 75 | 140 | 772.2407 | 77.2241 | 127.4197 | 976.8845 | 41 |  | Potable | 1 | 1 | 1 | 1 | 2011-11-08 15:15 | BAXTER\todd.deboer | 270 |  | HYD-561 | 1DB26-1DB27 | {AB6AF29D-64AC-4583-9D7D-987B82058198}
950 | wMAIN-1409 | DB | TARGET SITE IMPROVEMENTS | 1990 | Target | Dellwood Dr | None | 498.9774 | PVC | 8 |  | 75 | 160 | 79836.3839 | 7983.6384 | 13173.0034 | 100993.0257 | 41 |  | Potable | 1 | 1 | 1 | 1 | 2011-11-08 15:15 | BAXTER\todd.deboer | 270 |  | FIT-1008 | 1DB40-1DB29 | {20A6590A-8A26-41F7-B409-5C92F87B1C7F}
951 | wMAIN-1410 | DB | TARGET SITE IMPROVEMENTS | 1990 | Target | Dellwood Dr | None | 3.9618 | PVC | 8 |  | 75 | 160 | 633.8947 | 63.3895 | 104.5926 | 801.8768 | 41 |  | Potable | 1 | 1 | 1 | 1 | 2011-11-08 15:15 | BAXTER\todd.deboer | 270 | FIT-1007 |  | 1DB39-1DB40 | {D6CF07A2-0B2B-4FBE-9B1C-1E90EC7840CC}
952 | wMAIN-1411 | DB | 1977 MUNICIPAL SANITARY SEWER AND WATER SYSTEMS CONSTRUCTION | 1977 | Dellwood Dr | Aldi | Target | 199.4035 | DIP | 10 |  | 75 | 180 | 35892.6254 | 3589.2625 | 5922.2832 | 45404.1712 | 28 |  | Potable | 1 | 1 | 1 | 1 | 2011-11-08 15:15 | BAXTER\todd.deboer | 100 | FIT-1007 | V-1243 | 1DB39-1DB38 | {DBAA54FA-2B8E-41B4-87BE-6FF5BDB180D9}
953 | wMAIN-1412 | DB | 1977 MUNICIPAL SANITARY SEWER AND WATER SYSTEMS CONSTRUCTION | 1977 | Dellwood Dr | None | None | 3.0758 | DIP | 6 |  | 75 | 140 | 430.612 | 43.0612 | 71.051 | 544.7242 | 28 |  | Potable | 1 | 1 | 1 | 1 | 2011-11-08 15:15 | BAXTER\todd.deboer | 100 |  | HYD-638 | 1DB42-1DB43 | {6E9FBCBE-00BE-4A90-BB10-95059132C10B}
954 | wMAIN-1414 | DD | 1981 UTILITY IMPROVEMENTS | 1981 | Design Rd | Dellwood Dr | Mills General Motors | 6.9562 | PVC | 8 |  | 75 | 160 | 1113 | 111.3 | 183.645 | 1407.945 | 32 |  | Potable | 1 | 1 | 1 | 1 | 2011-11-08 15:15 | BAXTER\todd.deboer | 102 | FIT-1028 | V-1233 | 1DD33-1DD34 | {E44BAC8E-C8C9-430B-B9A7-891C25802B67}
955 | wMAIN-1415 | EC | 1977 MUNICIPAL SANITARY SEWER AND WATER SYSTEMS CONSTRUCTION | 1977 | Edgewood Dr | None | None | 6.3113 | DIP | 6 |  | 75 | 140 | 883.5821 | 88.3582 | 145.791 | 1117.7313 | 28 |  | Potable | 1 | 1 | 1 | 1 | 2011-11-08 15:15 | BAXTER\todd.deboer | 100 |  | HYD-179 | 1EC15-1EC16 | {75AD034F-B3F3-4657-A2A0-8DC9BA766D51}
956 | wMAIN-1416 | EC | 1977 MUNICIPAL SANITARY SEWER AND WATER SYSTEMS CONSTRUCTION | 1977 | Edgewood Dr | MCI Carpet | None | 17.7611 | DIP | 6 |  | 75 | 140 | 2486.5541 | 248.6554 | 410.2814 | 3145.491 | 28 |  | Potable | 1 | 1 | 1 | 1 | 2011-11-08 15:15 | BAXTER\todd.deboer | 100 | FIT-1503 |  | 1EC14-1EC15 | {64C43706-95D3-4EBE-975D-651C1ED445BC}
957 | wMAIN-1417 | EC | 1977 MUNICIPAL SANITARY SEWER AND WATER SYSTEMS CONSTRUCTION | 1977 | Edgewood Dr | Clearwater Rd | Light Depot | 140.4696 | DIP | 10 |  | 75 | 180 | 25284.5346 | 2528.4535 | 4171.9482 | 31984.9363 | 28 |  | Potable | 1 | 1 | 1 | 1 | 2013-08-08 14:53 | BAXTER\todd.deboer | 100 | wFIT-717 | wFIT-1503 | 1EC51-1EC14 | {58BB4A3D-1121-4917-81DA-71E06EA6A83D}
958 | wMAIN-1418 | ED | 1977 MUNICIPAL SANITARY SEWER AND WATER SYSTEMS CONSTRUCTION | 1977 | Edgewood Dr | Jersey Mike's Subs | None | 5.0535 | DIP | 6 |  | 75 | 140 | 707.4901 | 70.749 | 116.7359 | 894.975 | 28 |  | Potable | 1 | 1 | 1 | 1 | 2011-11-08 15:15 | BAXTER\todd.deboer | 100 |  | HYD-177 | 1ED16-1ED17 | {B198AC21-3016-4140-BF9E-56C90FFE9737}
959 | wMAIN-1419 | ED | 1977 MUNICIPAL SANITARY SEWER AND WATER SYSTEMS CONSTRUCTION | 1977 | Edgewood Dr | Poncho & Lefty's | Jersey Mike's Subs | 569 | DIP | 10 |  | 75 | 180 | 102420.0063 | 10242.0006 | 16899.301 | 129561.308 | 28 |  | Potable | 1 | 1 | 1 | 1 | 2011-11-08 15:15 | BAXTER\todd.deboer | 100 | FIT-1506 | FIT-1504 | 1ED12-1ED15 | {8710DC32-7766-41F4-8B93-4BEBCE41CB0E}
960 | wMAIN-1420 | ED | 1977 MUNICIPAL SANITARY SEWER AND WATER SYSTEMS CONSTRUCTION | 1977 | Edgewood Dr | Poncho & Lefty's | None | 6.0068 | DIP | 6 |  | 75 | 140 | 840.9526 | 84.0953 | 138.7572 | 1063.805 | 28 |  | Potable | 1 | 1 | 1 | 1 | 2011-11-08 15:15 | BAXTER\todd.deboer | 100 |  | HYD-176 | 1ED13-1ED14 | {366C89A2-81B1-434E-A7E3-BFCFD7F1340C}
961 | wMAIN-1421 | FA | 1997 WOIDA ROAD WATERMAIN IMPROVEMENTS | 1998 | Wildflower Dr | Woida Rd | Franklin Dr | 2.7549 | PVC | 8 |  | 75 | 160 | 440.7876 | 44.0788 | 72.73 | 557.5963 | 49 |  | Potable | 1 | 1 | 1 | 1 | 2016-04-25 13:44 | BAXTER\todd.deboer | 305 | wFIT-1480 | wVLV-363 | 1FA02-1FA17 | {BB6FBC70-2DFA-4388-BBB7-9DFE79B78173}
962 | wMAIN-1422 | FA | 1997 WOIDA ROAD WATERMAIN IMPROVEMENTS | 1998 | Wildflower Dr | Woida Rd | Franklin Dr | 12.901 | PVC | 8 |  | 75 | 160 | 2064.1658 | 206.4166 | 340.5874 | 2611.1697 | 49 |  | Potable | 1 | 1 | 1 | 1 | 2016-04-25 13:44 | BAXTER\todd.deboer | 305 | wVLV-363 | wFIT-1479 | 1FA17-1FA03 | {60E8D9D3-C3F2-4D23-B367-0D6BC54B0CE3}
963 | wMAIN-1423 | EZ | MN 371, FRONTAGE ROADS AND WHISPERING WOODS LANE UTILITY IMPROVEMENTS | 2002 | Slumberland Furniture | Edgewood Rd | None | 10.2379 | PVC | 8 |  | 75 | 160 | 1638.0611 | 163.8061 | 270.2801 | 2072.1473 | 53 |  | Potable | 1 | 1 | 1 | 1 | 2011-11-08 15:15 | BAXTER\todd.deboer | 164 | V-1331 |  | 1EZ23-1EZ24 | {C0915EBC-4C15-42DB-9039-F73B9C40130A}
964 | wMAIN-1424 | DZ | MN 371, FRONTAGE ROADS AND WHISPERING WOODS LANE UTILITY IMPROVEMENTS | 2002 | Dellwood Dr | Whispering Woods Ln | Menards | 5.4294 | PVC | 6 |  | 75 | 140 | 760.1106 | 76.0111 | 125.4182 | 961.5399 | 53 |  | Potable | 1 | 1 | 1 | 1 | 2011-11-08 15:15 | BAXTER\todd.deboer | 164 |  | HYD-584 | 1DZ16-1DZ17 | {B6DB4C48-9D30-4C11-82AF-E99E4862CA14}
965 | wMAIN-1427 | DZ | MN 371, FRONTAGE ROADS AND WHISPERING WOODS LANE UTILITY IMPROVEMENTS | 2002 | Dellwood Dr | Whispering Woods Ln | Menards | 22.4601 | PVC | 8 |  | 75 | 160 | 3593.6105 | 359.361 | 592.9457 | 4545.9173 | 53 |  | Potable | 1 | 1 | 1 | 1 | 2011-11-08 15:15 | BAXTER\todd.deboer | 164 |  |  | 1DZ20-1DZ23 | {14B3D65C-D613-46C7-939E-70CA558015A2}
966 | wMAIN-1428 | DZ | MN 371, FRONTAGE ROADS AND WHISPERING WOODS LANE UTILITY IMPROVEMENTS | 2002 | Dellwood Dr | Whispering Woods Ln | Menards | 13.8038 | PVC | 8 |  | 75 | 160 | 2208.6103 | 220.861 | 364.4207 | 2793.892 | 53 |  | Potable | 1 | 1 | 1 | 1 | 2011-11-08 15:15 | BAXTER\todd.deboer | 164 |  |  | 1DZ19-1DZ20 | {BEF1A221-0275-4BEE-BA54-FE09D978B6D0}
967 | wMAIN-1429 | DY | MN 371, FRONTAGE ROADS AND WHISPERING WOODS LANE UTILITY IMPROVEMENTS | 2002 | Pearl Dr | Whispering Woods Ln | None | 20 | PVC | 8 |  | 75 | 160 | 3200 | 320 | 528 | 4048.0001 | 53 |  | Potable | 1 | 1 | 1 | 1 | 2011-11-08 15:15 | BAXTER\todd.deboer | 164 | V-1323 | FIT-1930 | 1DY06-1DY07 | {9D5D1C24-6EB7-4581-9FDC-D4D85D822E43}
968 | wMAIN-1432 | DZ | MN 371, FRONTAGE ROADS AND WHISPERING WOODS LANE UTILITY IMPROVEMENTS | 2002 | Menards | None | None | 13.1168 | PVC | 6 |  | 75 | 140 | 1836.3531 | 183.6353 | 302.9983 | 2322.9867 | 53 |  | Potable | 1 | 1 | 1 | 1 | 2011-11-08 15:15 | BAXTER\todd.deboer | 164 | FIT-987 |  | 1DZ28-1DZ29 | {CEDA20DB-55E0-4E15-827F-E6F2635ECF65}
969 | wMAIN-1433 | DY | MN 371, FRONTAGE ROADS AND WHISPERING WOODS LANE UTILITY IMPROVEMENTS | 2002 | Menards | Whispering Woods Ln | None | 3.7139 | PVC | 10 |  | 75 | 180 | 668.502 | 66.8502 | 110.3028 | 845.655 | 53 |  | Potable | 1 | 1 | 1 | 1 | 2011-11-08 15:15 | BAXTER\todd.deboer | 164 | FIT-986 | V-1316 | 1DY03-1DY04 | {03F97791-1403-4ABF-9A1C-8B37FF2AACE8}
970 | wMAIN-1434 | DY | MN 371, FRONTAGE ROADS AND WHISPERING WOODS LANE UTILITY IMPROVEMENTS | 2002 | Menards | Whispering Woods Ln | None | 75.5458 | PVC | 6 |  | 75 | 140 | 10576.412 | 1057.6412 | 1745.108 | 13379.1612 | 53 |  | Potable | 1 | 1 | 1 | 1 | 2011-11-08 15:15 | BAXTER\todd.deboer | 164 | FIT-981 |  | 1DY02-1DZ51 | {52B53677-FD0C-424C-9DC7-0B4D289021FF}
971 | wMAIN-1435 | DZ | MENARDS SITE IMPROVEMENTS | 2002 | Menards | None | None | 12.2913 | PVC | 6 |  | 75 | 140 | 1720.7843 | 172.0784 | 283.9294 | 2176.7921 | 53 |  | Potable | 1 | 1 | 1 | 1 | 2011-11-08 15:15 | BAXTER\todd.deboer | 236 | FIT-982 |  | 1DZ47-1DZ48 | {F51DD1A1-C803-4BFD-B016-831586EF512B}
972 | wMAIN-1436 | DZ | MENARDS SITE IMPROVEMENTS | 2002 | Menards | None | None | 1.2673 | PVC | 8 |  | 75 | 160 | 202.768 | 20.2768 | 33.4567 | 256.5015 | 53 |  | Potable | 1 | 1 | 1 | 1 | 2011-11-08 15:15 | BAXTER\todd.deboer | 236 | FIT-390 | V-1302 | 1DZ41-1DZ42 | {CCA7F8A7-7FC1-4F97-8EA2-9C799C1F9AAF}
973 | wMAIN-1437 | DZ | MN 371, FRONTAGE ROADS AND WHISPERING WOODS LANE UTILITY IMPROVEMENTS | 2002 | Dellwood Dr | Whispering Woods Ln | Menards | 3.4331 | PVC | 10 |  | 75 | 180 | 617.9592 | 61.7959 | 101.9633 | 781.7184 | 53 |  | Potable | 1 | 1 | 1 | 1 | 2011-11-08 15:15 | BAXTER\todd.deboer | 164 | FIT-980 |  | 1DZ13-1DZ14 | {381AA39A-F422-46AA-8C62-BF196EA2DFA2}
974 | wMAIN-1438 | DZ | MN 371, FRONTAGE ROADS AND WHISPERING WOODS LANE UTILITY IMPROVEMENTS | 2002 | Dellwood Dr | Menards | Woida Rd | 21.4153 | PVC | 8 |  | 75 | 160 | 3426.448 | 342.6448 | 565.3639 | 4334.4567 | 53 |  | Potable | 1 | 1 | 1 | 1 | 2011-11-08 15:15 | BAXTER\todd.deboer | 164 | V-1308 | FIT-548 | 1DZ11-1DZ12 | {3ADDD5ED-2DAA-41A0-A722-CB0FCFE219D0}
975 | wMAIN-1439 | DZ | EXCELSIOR ROAD EXTENSION, JACKSON STREET AND FRONTAGE ROAD IMPROVEMENTS | 1993 | Dellwood Dr | Menards | Woida Rd | 43.9999 | PVC | 10 |  | 75 | 180 | 7919.9845 | 791.9984 | 1306.7974 | 10018.7804 | 44 |  | Potable | 1 | 1 | 1 | 1 | 2011-11-08 15:15 | BAXTER\todd.deboer | 176 | FIT-1484 | V-1307 | 1DZ06-1DZ09 | {A03A22C3-69B9-495C-AA81-2AB357D3A93E}
976 | wMAIN-1440 | DA | EXCELSIOR ROAD EXTENSION, JACKSON STREET AND FRONTAGE ROAD IMPROVEMENTS | 1993 | Dellwood Dr | Woida Rd | Mills Motor | 4.7901 | PVC | 6 |  | 75 | 140 | 670.6157 | 67.0616 | 110.6516 | 848.3289 | 44 |  | Potable | 1 | 1 | 1 | 1 | 2011-11-08 15:15 | BAXTER\todd.deboer | 176 |  |  | 1DA25-1DA26 | {82BE8216-8366-4571-AABD-A31FCF46EBFF}
977 | wMAIN-1441 | DA | MILLS MOTORS UTILITY IMPROVEMENTS | 1996 | Woida Rd | Dellwood Dr | Golf Course Dr | 4.772 | PVC | 10 |  | 75 | 180 | 858.9603 | 85.896 | 141.7285 | 1086.5848 | 47 |  | Potable | 1 | 1 | 1 | 1 | 2011-11-08 15:15 | BAXTER\todd.deboer | 239 | V-1276 | FIT-1000 | 1DA49-1DA50 | {27BC8E66-F5F9-4659-B2BD-7CF867F3877C}
978 | wMAIN-1442 | DA | MILLS MOTORS UTILITY IMPROVEMENTS | 1996 | Woida Rd | Dellwood Dr | Golf Course Dr | 175.5584 | PVC | 10 |  | 75 | 180 | 31600.5054 | 3160.0505 | 5214.0834 | 39974.6393 | 47 |  | Potable | 1 | 1 | 1 | 1 | 2011-11-08 15:15 | BAXTER\todd.deboer | 239 |  | V-1276 | 1DA48-1DA49 | {93C3EB8B-269D-4831-BBB2-5900B80C5C56}
979 | wMAIN-1443 | DA | MILLS MOTORS UTILITY IMPROVEMENTS | 1996 | Woida Rd | Dellwood Dr | Golf Course Dr | 185.3197 | PVC | 10 |  | 75 | 180 | 33357.54 | 3335.754 | 5503.9941 | 42197.2882 | 47 |  | Potable | 1 | 1 | 1 | 1 | 2011-11-08 15:15 | BAXTER\todd.deboer | 239 |  |  | 1DA45-1DA47 | {457291AA-EE16-49B2-BE63-98B2583AFB9E}
980 | wMAIN-1444 | DA | MILLS MOTORS UTILITY IMPROVEMENTS | 1996 | Golf Course Dr | Woida Rd | Mills Motor | 47.8511 | PVC | 10 |  | 75 | 180 | 8613.1932 | 861.3193 | 1421.1769 | 10895.6893 | 47 |  | Potable | 1 | 1 | 1 | 1 | 2011-11-08 15:15 | BAXTER\todd.deboer | 239 | V-1277 | FIT-999 | 1DA53-1DA54 | {DA32E4CE-034C-4353-B020-B864F346CA5C}
981 | wMAIN-1446 | DA | MILLS MOTORS UTILITY IMPROVEMENTS | 1996 | Golf Course Dr | Woida Rd | Mills Motor | 9.0902 | PVC | 6 |  | 75 | 140 | 1272.6333 | 127.2633 | 209.9845 | 1609.8812 | 47 |  | Potable | 1 | 1 | 1 | 1 | 2011-11-08 15:15 | BAXTER\todd.deboer | 239 |  | HYD-572 | 1DA58-1DA59 | {B2C8BFA4-6A88-4C6A-AEFA-A38E872845C8}
982 | wMAIN-1447 | DA | MILLS MOTORS UTILITY IMPROVEMENTS | 1996 | Golf Course Dr | Mills Motor | Links Ln | 7.2533 | PVC | 10 |  | 75 | 180 | 1305.5972 | 130.5597 | 215.4235 | 1651.5804 | 47 |  | Potable | 1 | 1 | 1 | 1 | 2011-11-08 15:15 | BAXTER\todd.deboer | 239 | V-1282 | FIT-1951 | 1DA71-1DA60 | {EACDBD32-EC3D-453F-9BD6-1662A9289DF8}
983 | wMAIN-1450 | DA | MILLS MOTORS UTILITY IMPROVEMENTS | 1996 | Golf Course Dr | Mills Motor | None | 20.1266 | PVC | 8 |  | 75 | 160 | 3220.2573 | 322.0257 | 531.3425 | 4073.6255 | 47 |  | Potable | 1 | 1 | 1 | 1 | 2011-11-08 15:15 | BAXTER\todd.deboer | 239 | V-1285 |  | 1DA69-1DA70 | {84AC2FF7-82D8-42A6-89D5-AE87EE937D6E}
984 | wMAIN-1451 | DA | MILLS MOTORS UTILITY IMPROVEMENTS | 1996 | Golf Course Dr | Mills Motor | None | 5.288 | PVC | 8 |  | 75 | 160 | 846.0803 | 84.608 | 139.6033 | 1070.2916 | 47 |  | Potable | 1 | 1 | 1 | 1 | 2011-11-08 15:15 | BAXTER\todd.deboer | 239 | FIT-996 | V-1285 | 1DA66-1DA69 | {01930EF3-B174-4AAA-9E8F-77C03F890E9F}
985 | wMAIN-1452 | DA | MILLS MOTORS UTILITY IMPROVEMENTS | 1996 | Golf Course Dr | Mills Motor | None | 136.2315 | PVC | 8 |  | 75 | 160 | 21797.0331 | 2179.7033 | 3596.5105 | 27573.2469 | 47 |  | Potable | 1 | 1 | 1 | 1 | 2011-11-08 15:15 | BAXTER\todd.deboer | 239 |  | FIT-996 | 1DA65-1DA66 | {2B6EF0C9-D2B3-47BB-9B42-E1E6BB7305A0}
986 | wMAIN-1453 | DA | MILLS MOTORS UTILITY IMPROVEMENTS | 1996 | Golf Course Dr | Woida Rd | Mills Motor | 5.6877 | PVC | 8 |  | 75 | 160 | 910.0355 | 91.0035 | 150.1559 | 1151.1949 | 47 |  | Potable | 1 | 1 | 1 | 1 | 2011-11-08 15:15 | BAXTER\todd.deboer | 239 |  | FIT-1951 | 1DA60-1DA61 | {6A54249B-E395-49F4-A7BD-174BDFCFAD4F}
987 | wMAIN-1454 | DA | MILLS MOTORS UTILITY IMPROVEMENTS | 1996 | Golf Course Dr | Woida Rd | Mills Motor | 26.5919 | PVC | 8 |  | 75 | 160 | 4254.7043 | 425.4704 | 702.0262 | 5382.2009 | 47 |  | Potable | 1 | 1 | 1 | 1 | 2011-11-08 15:15 | BAXTER\todd.deboer | 239 |  |  | 1DA61-1DA62 | {D3CD1159-0C5D-423A-AECD-D6BA7A79873B}
988 | wMAIN-1456 | DA | MILLS MOTORS UTILITY IMPROVEMENTS | 1996 | Mills Motor | Dellwood Dr | Golf Course Dr | 4.9656 | PVC | 8 |  | 75 | 160 | 794.498 | 79.4498 | 131.0922 | 1005.04 | 47 |  | Potable | 1 | 1 | 1 | 1 | 2011-11-08 15:15 | BAXTER\todd.deboer | 239 | FIT-1491 | V-1290 | 1DA18-1DA19 | {2B9E5FEF-1102-4084-BDD6-E4A4315B9664}
989 | wMAIN-1457 | DA | EXCELSIOR ROAD EXTENSION, JACKSON STREET AND FRONTAGE ROAD IMPROVEMENTS | 1993 | Dellwood Dr | Woida Rd | Mills Motor | 325.0265 | PVC | 10 |  | 75 | 180 | 58504.7631 | 5850.4763 | 9653.2859 | 74008.5253 | 44 |  | Potable | 1 | 1 | 1 | 1 | 2011-11-08 15:15 | BAXTER\todd.deboer | 176 | V-1289 | FIT-1489 | 1DA20-1DA24 | {B8D04307-2362-4465-8B08-14BBCE5C9B74}
990 | wMAIN-1458 | DA | EXCELSIOR ROAD EXTENSION, JACKSON STREET AND FRONTAGE ROAD IMPROVEMENTS | 1993 | Dellwood Dr | Woida Rd | Mills Motor | 5.1459 | PVC | 10 |  | 75 | 180 | 926.2644 | 92.6264 | 152.8336 | 1171.7245 | 44 |  | Potable | 1 | 1 | 1 | 1 | 2011-11-08 15:15 | BAXTER\todd.deboer | 176 | FIT-1491 | V-1289 | 1DA18-1DA20 | {0087F865-9ECE-4336-A7CF-C5FE84790025}
991 | wMAIN-1459 | DA | EXCELSIOR ROAD EXTENSION, JACKSON STREET AND FRONTAGE ROAD IMPROVEMENTS | 1993 | Dellwood Dr | Mills Motor | Mills Bodyworks | 5.0483 | PVC | 10 |  | 75 | 180 | 908.6965 | 90.8697 | 149.9349 | 1149.5011 | 44 |  | Potable | 1 | 1 | 1 | 1 | 2011-11-08 15:15 | BAXTER\todd.deboer | 176 | V-1291 | FIT-1491 | 1DA17-1DA18 | {2581D58B-5A76-4DAC-9F55-931B6688A738}
992 | wMAIN-1460 | DA | MILLS MOTORS UTILITY IMPROVEMENTS | 1996 | Mills Motor | None | None | 8.6208 | PVC | 6 |  | 75 | 140 | 1206.912 | 120.6912 | 199.1405 | 1526.7437 | 47 |  | Potable | 1 | 1 | 1 | 1 | 2011-11-08 15:15 | BAXTER\todd.deboer | 239 |  | HYD-570 | 1DA43-1DA44 | {FE856429-E05C-495D-BD18-F848EBC4FE3F}
993 | wMAIN-1461 | DA | MILLS MOTORS UTILITY IMPROVEMENTS | 1996 | Mills Motor | Woida Rd | None | 4.8931 | PVC | 10 |  | 75 | 180 | 880.7602 | 88.076 | 145.3254 | 1114.1616 | 47 |  | Potable | 1 | 1 | 1 | 1 | 2011-11-08 15:15 | BAXTER\todd.deboer | 239 | FIT-1010 |  | 1DA40-1DA41 | {97CB9DA0-410F-4B6F-9E36-6F44DB333842}
994 | wMAIN-1462 | DZ | MILLS MOTORS UTILITY IMPROVEMENTS | 1996 | Woida Rd | Dellwood Dr | Golf Course Dr | 6.0042 | PVC | 6 |  | 75 | 140 | 840.5889 | 84.0589 | 138.6972 | 1063.345 | 47 |  | Potable | 1 | 1 | 1 | 1 | 2011-11-08 15:15 | BAXTER\todd.deboer | 239 |  | HYD-206 | 1DZ02-1DZ01 | {091CD101-BED9-4EB9-B281-0AAF3E946305}
995 | wMAIN-1463 | DA | MILLS MOTORS UTILITY IMPROVEMENTS | 1996 | Woida Rd | Dellwood Dr | Golf Course Dr | 59.6734 | PVC | 10 |  | 75 | 180 | 10741.2157 | 1074.1216 | 1772.3006 | 13587.6379 | 47 |  | Potable | 1 | 1 | 1 | 1 | 2011-11-08 15:15 | BAXTER\todd.deboer | 239 |  | FIT-1010 | 1DA39-1DA40 | {689990F2-3BDF-4023-BF78-77974B28EA2C}
996 | wMAIN-1464 | DA | MILLS MOTORS UTILITY IMPROVEMENTS | 1996 | Woida Rd | Dellwood Dr | Golf Course Dr | 3.7372 | PVC | 10 |  | 75 | 180 | 672.6962 | 67.2696 | 110.9949 | 850.9607 | 47 |  | Potable | 1 | 1 | 1 | 1 | 2011-11-08 15:15 | BAXTER\todd.deboer | 239 |  |  | 1DA38-1DA39 | {7C88F0EE-90BC-48C5-8D36-9DF6158A1D0A}
997 | wMAIN-1465 | DA | EXCELSIOR ROAD EXTENSION, JACKSON STREET AND FRONTAGE ROAD IMPROVEMENTS | 1993 | Woida Rd | Dellwood Dr | Golf Course Dr | 135.8692 | PVC | 10 |  | 75 | 180 | 24456.4645 | 2445.6465 | 4035.3166 | 30937.4276 | 44 |  | Potable | 1 | 1 | 1 | 1 | 2011-11-08 15:15 | BAXTER\todd.deboer | 176 |  |  | 1DA36-1DA38 | {BD05DA31-AAFB-4F50-9B8B-FFFDCFBEE8EE}
998 | wMAIN-1466 | DA | EXCELSIOR ROAD EXTENSION, JACKSON STREET AND FRONTAGE ROAD IMPROVEMENTS | 1993 | Woida Rd | Edgewood Dr | Dellwood Dr | 6.0001 | PVC | 10 |  | 75 | 180 | 1080.0109 | 108.0011 | 178.2018 | 1366.2137 | 44 |  | Potable | 1 | 1 | 1 | 1 | 2011-11-08 15:15 | BAXTER\todd.deboer | 176 |  |  | 1DA33-1DA32 | {B1ACDB29-42FC-4813-A3D1-62C250C74F3F}
999 | wMAIN-1467 | EZ | MN 371, FRONTAGE ROADS AND WHISPERING WOODS LANE UTILITY IMPROVEMENTS | 2002 | Edgewood Dr | None | None | 156.1547 | PVC | 10 |  | 75 | 180 | 28107.8472 | 2810.7847 | 4637.7948 | 35556.4268 | 53 |  | Potable | 1 | 1 | 1 | 1 | 2011-11-08 15:15 | BAXTER\todd.deboer | 164 |  | FIT-971 | 1EZ36-1EZ06 | {6D897462-B0AC-423A-A2A1-C6A544E13063}
1000 | wMAIN-1468 | EZ | MN 371, FRONTAGE ROADS AND WHISPERING WOODS LANE UTILITY IMPROVEMENTS | 2002 | Edgewood Dr | None | None | 48.9825 | PVC | 10 |  | 75 | 180 | 8816.8422 | 881.6842 | 1454.779 | 11153.3054 | 53 |  | Potable | 1 | 1 | 1 | 1 | 2011-11-08 15:15 | BAXTER\todd.deboer | 164 | FIT-759 |  | 1EZ35-1EZ36 | {02BA3C53-4769-40F1-BC3A-04305CF09092}
1001 | wMAIN-1469 | EC | 1977 MUNICIPAL SANITARY SEWER AND WATER SYSTEMS CONSTRUCTION | 1977 | Edgewood Dr | Best Buy | Clearwater Rd | 31.7062 | DIP | 10 |  | 75 | 180 | 5707.1233 | 570.7123 | 941.6754 | 7219.511 | 28 |  | Potable | 1 | 1 | 1 | 1 | 2011-11-08 15:15 | BAXTER\todd.deboer | 100 | FIT-1005 | FIT-1501 | 1EC08-1EB01 | {49E3C10C-2621-4E6C-BE50-B183BF297993}
1002 | wMAIN-1470 | EC | 1977 MUNICIPAL SANITARY SEWER AND WATER SYSTEMS CONSTRUCTION | 1977 | Edgewood Dr | Clearwater Rd | Hirshfield's Baxter | 3.1617 | DIP | 10 |  | 75 | 180 | 569.1095 | 56.911 | 93.9031 | 719.9235 | 28 |  | Potable | 1 | 1 | 1 | 1 | 2011-11-08 15:15 | BAXTER\todd.deboer | 100 | V-1264 | FIT-1005 | 1EC10-1EC08 | {3D0C8D31-DD16-4448-AC97-220E816E9138}
1003 | wMAIN-1471 | EC | 1977 MUNICIPAL SANITARY SEWER AND WATER SYSTEMS CONSTRUCTION | 1977 | Clearwater Rd | State Hwy 371 | Edgewood Dr | 4.3648 | DIP | 10 |  | 75 | 180 | 785.6678 | 78.5668 | 129.6352 | 993.8697 | 28 |  | Potable | 1 | 1 | 1 | 1 | 2011-11-08 15:15 | BAXTER\todd.deboer | 100 | V-1263 | FIT-1005 | 1EC09-1EC08 | {336A085D-50B0-49B8-A67E-8CE95DCC5B21}
1004 | wMAIN-1472 | DC | TARGET SITE IMPROVEMENTS | 1990 | Clearwater Rd | Dellwood Dr | Office Max | 5.0309 | PVC | 10 |  | 75 | 180 | 905.5602 | 90.556 | 149.4174 | 1145.5337 | 41 |  | Potable | 1 | 1 | 1 | 1 | 2011-11-08 15:15 | BAXTER\todd.deboer | 270 | FIT-1023 | V-1238 | 1DC20-1DC21 | {5FACAEA9-CB58-46E0-9C65-F8D25BF4EC3C}
1005 | wMAIN-1473 | DC | 1977 MUNICIPAL SANITARY SEWER AND WATER SYSTEMS CONSTRUCTION | 1977 | Dellwood Dr | Clearwater Rd | None | 53.5922 | DIP | 10 |  | 75 | 180 | 9646.5953 | 964.6595 | 1591.6882 | 12202.9431 | 28 |  | Potable | 1 | 1 | 1 | 1 | 2011-11-08 15:15 | BAXTER\todd.deboer | 100 | V-1240 | FIT-1024 | 1DC22-1DB41 | {F5C04D48-5398-4786-9B36-35FC0898B0C9}
1006 | wMAIN-1474 | DC | 1977 MUNICIPAL SANITARY SEWER AND WATER SYSTEMS CONSTRUCTION | 1977 | Dellwood Dr | Clearwater Rd | None | 2.796 | DIP | 10 |  | 75 | 180 | 503.2848 | 50.3285 | 83.042 | 636.6553 | 28 |  | Potable | 1 | 1 | 1 | 1 | 2011-11-08 15:15 | BAXTER\todd.deboer | 100 | FIT-1006 | V-1240 | 1DC41-1DC22 | {1656C15E-263B-4137-85E3-BC550CA227B5}
1007 | wMAIN-1475 | EC | 1977 MUNICIPAL SANITARY SEWER AND WATER SYSTEMS CONSTRUCTION | 1977 | Clearwater Rd | State Hwy 371 | None | 205.6482 | DIP | 10 |  | 75 | 180 | 37016.6844 | 3701.6684 | 6107.7529 | 46826.1058 | 28 |  | Potable | 1 | 1 | 1 | 1 | 2011-11-08 15:15 | BAXTER\todd.deboer | 100 | V-1265 | V-1263 | 1DC42-1EC09 | {B015407F-8CB6-49C3-9FF5-6DCE67906211}
1008 | wMAIN-1476 | DC | 1977 MUNICIPAL SANITARY SEWER AND WATER SYSTEMS CONSTRUCTION | 1977 | Dellwood Dr | Clearwater Rd | Days Inn & Suites | 4.5121 | DIP | 10 |  | 75 | 180 | 812.1803 | 81.218 | 134.0098 | 1027.4081 | 28 |  | Potable | 1 | 1 | 1 | 1 | 2011-11-08 15:15 | BAXTER\todd.deboer | 100 | V-1239 | FIT-1023 | 1DC23-1DC20 | {49588A66-C6FB-4794-A8ED-EFF9FCA1F648}
1009 | wMAIN-1477 | DC | 1977 MUNICIPAL SANITARY SEWER AND WATER SYSTEMS CONSTRUCTION | 1977 | Dellwood Dr | Days Inn & Suites | Finken Water Treatment | 18.8248 | DIP | 10 |  | 75 | 180 | 3388.4558 | 338.8456 | 559.0952 | 4286.3965 | 28 |  | Potable | 1 | 1 | 1 | 1 | 2011-11-08 15:15 | BAXTER\todd.deboer | 100 | V-1241 | FIT-360 | 1DC24-1DC47 | {8A0FB429-9D5A-4D97-B332-6B20C7CE33DA}
1010 | wMAIN-1478 | DC | 1977 MUNICIPAL SANITARY SEWER AND WATER SYSTEMS CONSTRUCTION | 1977 | Finken Water Treatment | Dellwood Dr | None | 4.7973 | PVC | 6 |  | 75 | 140 | 671.6236 | 67.1624 | 110.8179 | 849.6039 | 28 |  | Potable | 1 | 1 | 1 | 1 | 2011-11-08 15:15 | BAXTER\todd.deboer | 100 |  | HYD-558 | 1DC26-1DC27 | {2729DA89-5ADB-4CF3-9CD6-A0F7EA4D1801}
1011 | wMAIN-1479 | DC | UNIVERSAL DRIVE IMPROVEMENTS | 1996 | Golf Course Dr | Universal Rd | Design Rd | 2.5794 | PVC | 10 |  | 75 | 180 | 464.2989 | 46.4299 | 76.6093 | 587.3382 | 47 |  | Potable | 1 | 1 | 1 | 1 | 2011-11-08 15:15 | BAXTER\todd.deboer | 276 | V-1223 | FIT-158 | 1DC39-1DC01 | {A5A39354-3738-4EFE-9EDD-35A2D978B16A}
1012 | wMAIN-1480 | DC | UNIVERSAL DRIVE IMPROVEMENTS | 1996 | Golf Course Dr | Universal Rd | Design Rd | 3.2231 | PVC | 10 |  | 75 | 180 | 580.149 | 58.0149 | 95.7246 | 733.8885 | 47 |  | Potable | 1 | 1 | 1 | 1 | 2011-11-08 15:15 | BAXTER\todd.deboer | 276 | FIT-1037 | V-1223 | 1DC38-1DC39 | {3D6D799E-BC6B-458B-A8AB-A56EA0FCD2B0}
1013 | wMAIN-1481 | DC | UNIVERSAL DRIVE IMPROVEMENTS | 1996 | Golf Course Dr | Universal Rd | Design Rd | 8.7537 | PVC | 10 |  | 75 | 180 | 1575.6722 | 157.5672 | 259.9859 | 1993.2253 | 47 |  | Potable | 1 | 1 | 1 | 1 | 2011-11-08 15:15 | BAXTER\todd.deboer | 276 | FIT-1038 | V-1674 | 1DC43-1DC46 | {9C449C19-F652-4EEC-A70F-AF39AF86BDB7}
1014 | wMAIN-1482 | DC | UNIVERSAL DRIVE IMPROVEMENTS | 1996 | Universal Rd | Dellwood Dr | Golf Course Dr | 625.1008 | PVC | 10 |  | 75 | 180 | 112518.1487 | 11251.8149 | 18565.4945 | 142335.4581 | 47 |  | Potable | 1 | 1 | 1 | 1 | 2011-11-08 15:15 | BAXTER\todd.deboer | 276 | FIT-1026 | V-1222 | 1DC34-1DC37 | {B0AEC919-9BAB-440C-9B45-57224394BFD7}
1015 | wMAIN-1484 | DC | EXCELSIOR ROAD EXTENSION, JACKSON STREET AND FRONTAGE ROAD IMPROVEMENTS | 1993 | Universal Rd | Dellwood Dr | Golf Course Dr | 39.2491 | PVC | 10 |  | 75 | 180 | 7064.8407 | 706.4841 | 1165.6987 | 8937.0235 | 44 |  | Potable | 1 | 1 | 1 | 1 | 2011-11-08 15:15 | BAXTER\todd.deboer | 176 | FIT-1011 | V-1259 | 1DC30-1DC33 | {76CF406E-8AC4-444D-8E4D-19A225B76BE4}
1016 | wMAIN-1485 | DC | EXCELSIOR ROAD EXTENSION, JACKSON STREET AND FRONTAGE ROAD IMPROVEMENTS | 1993 | Universal Rd | Dellwood Dr | Golf Course Dr | 22.7017 | PVC | 10 |  | 75 | 180 | 4086.3058 | 408.6306 | 674.2405 | 5169.1768 | 44 |  | Potable | 1 | 1 | 1 | 1 | 2011-11-08 15:15 | BAXTER\todd.deboer | 176 | V-1260 | FIT-1011 | 1DC29-1DC30 | {C279C685-61BF-4A95-9829-F6F495B93F49}
1017 | wMAIN-1486 | DD | 1977 MUNICIPAL SANITARY SEWER AND WATER SYSTEMS CONSTRUCTION | 1977 | Dellwood Dr | Universal Dr | Design Rd | 195.1954 | DIP | 10 |  | 75 | 180 | 35135.172 | 3513.5172 | 5797.3034 | 44445.9926 | 28 |  | Potable | 1 | 1 | 1 | 1 | 2011-11-08 15:15 | BAXTER\todd.deboer | 100 | V-1234 | FIT-1027 | 1DD39-1DC28 | {F52C820E-8859-4016-BB80-D4DADD697216}
1018 | wMAIN-1488 | DD | 1977 MUNICIPAL SANITARY SEWER AND WATER SYSTEMS CONSTRUCTION | 1977 | Dellwood Dr | Design Rd | Excelsior Rd | 264.6462 | DIP | 10 |  | 75 | 180 | 47636.3095 | 4763.6309 | 7859.9911 | 60259.9315 | 28 |  | Potable | 1 | 1 | 1 | 1 | 2011-11-08 15:15 | BAXTER\todd.deboer | 100 | FIT-1033 | FIT-1505 | 1DD41-1DD40 | {B9A162FE-E68A-4C75-8B49-0F993E0BD150}
1019 | wMAIN-1489 | DD | MILLS FLEET FARM SITE CONSTRUCTION | 1980 | Fleet Farm GasMart | Dellwood Dr | None | 6.3436 | PVC | 6 |  | 75 | 140 | 888.1099 | 88.811 | 146.5381 | 1123.459 | 31 |  | Potable | 1 | 1 | 1 | 1 | 2011-11-08 15:15 | BAXTER\todd.deboer | 238 |  | HYD-552 | 1DD46-1DD47 | {A652D5FF-3612-4193-A6E9-9967C2F01691}
1020 | wMAIN-1490 | DD | MILLS FLEET FARM SITE IMPROVEMENTS | 1980 | Design Rd | Dellwood Dr | Golf Course Dr | 4.5048 | PVC | 10 |  | 75 | 180 | 810.8567 | 81.0857 | 133.7914 | 1025.7337 | 31 |  | Potable | 1 | 1 | 1 | 1 | 2011-11-08 15:15 | BAXTER\todd.deboer | 238 |  | FIT-1032 | 1DD38-1DD35 | {E2A38AB8-40C9-4BEF-A5A8-90E535C7E2A6}
1021 | wMAIN-1491 | DD | 1981 UTILITY IMPROVEMENTS | 1981 | Design Rd | Dellwood Dr | Golf Course Dr | 240.7952 | PVC | 10 |  | 75 | 180 | 43343.1276 | 4334.3128 | 7151.6161 | 54829.0565 | 32 |  | Potable | 1 | 1 | 1 | 1 | 2011-11-08 15:15 | BAXTER\todd.deboer | 102 | FIT-1029 | FIT-1028 | 1DD30-1DD33 | {327C0702-A64C-4EF1-A0C4-D6DDC130FA85}
1022 | wMAIN-1492 | DD | 1981 UTILITY IMPROVEMENTS | 1981 | Design Rd | Dellwood Dr | Golf Course Dr | 533.1295 | PVC | 10 |  | 75 | 180 | 95963.3116 | 9596.3312 | 15833.9464 | 121393.5892 | 32 |  | Potable | 1 | 1 | 1 | 1 | 2011-11-08 15:15 | BAXTER\todd.deboer | 102 | FIT-1030 | FIT-1029 | 1DD27-1DD30 | {B390BAA3-E142-42E2-8ED3-38E6FF7A3824}
1023 | wMAIN-1493 | DD | 1981 UTILITY IMPROVEMENTS | 1981 | Design Rd | Dellwood Dr | Golf Course Dr | 29.6466 | PVC | 10 |  | 75 | 180 | 5336.39 | 533.639 | 880.5044 | 6750.5334 | 32 |  | Potable | 1 | 1 | 1 | 1 | 2011-11-08 15:15 | BAXTER\todd.deboer | 102 | V-1229 | FIT-1030 | 1DD26-1DD27 | {989EDFC2-9FDC-4129-B96B-1DBE886307DB}
1024 | wMAIN-1494 | DD | 1981 UTILITY IMPROVEMENTS | 1981 | Golf Course Dr | Universal Rd | Design Rd | 463.2788 | PVC | 10 |  | 75 | 180 | 83390.1903 | 8339.019 | 13759.3814 | 105488.5908 | 32 |  | Potable | 1 | 1 | 1 | 1 | 2011-11-08 15:15 | BAXTER\todd.deboer | 102 | V-1230 | FIT-1038 | 1DD25-1DD43 | {226C6E0F-2DD8-4200-94DD-CD7ABF003C82}
1025 | wMAIN-1495 | DD | 1981 UTILITY IMPROVEMENTS | 1981 | Golf Course Dr | Design Rd | Excelsior Rd | 4.5743 | PVC | 10 |  | 75 | 180 | 823.3686 | 82.3369 | 135.8558 | 1041.5613 | 32 |  | Potable | 1 | 1 | 1 | 1 | 2011-11-08 15:15 | BAXTER\todd.deboer | 102 | FIT-1031 | V-1230 | 1DD24-1DD25 | {2843A04A-6EFA-48EB-B6C9-4D14F48C4520}
1026 | wMAIN-1497 | DD | 1981 UTILITY IMPROVEMENTS | 1981 | Golf Course Dr | Design Rd | Excelsior Rd | 505.908 | PVC | 10 |  | 75 | 180 | 91063.4384 | 9106.3438 | 15025.4673 | 115195.2496 | 32 |  | Potable | 1 | 1 | 1 | 1 | 2011-11-08 15:15 | BAXTER\todd.deboer | 102 | FIT-1015 | FIT-1031 | 1DD21-1DD24 | {1E12E6F7-92CB-43E4-AAEA-D7FE94D34130}
1027 | wMAIN-1498 | DD | MILLS FLEET FARM SITE CONSTRUCTION | 1980 | Mills Fleet Farm | Excelsior Rd | None | 5.3699 | PVC | 6 |  | 75 | 140 | 751.7852 | 75.1785 | 124.0446 | 951.0083 | 31 |  | Potable | 1 | 1 | 1 | 1 | 2011-11-08 15:15 | BAXTER\todd.deboer | 238 | FIT-1013 |  | 1DD53-1DD54 | {D6F8612D-088E-4B9F-A954-9D94CAE75C10}
1028 | wMAIN-1499 | AD | EXCELSIOR ROAD EXTENSION, JACKSON STREET AND FRONTAGE ROAD IMPROVEMENTS | 1993 | Westgate Shopping Mall | None | None | 5.5158 | PVC | 10 |  | 75 | 180 | 992.8493 | 99.2849 | 163.8201 | 1255.9544 | 44 |  | Potable | 1 | 1 | 1 | 1 | 2011-11-08 15:15 | BAXTER\todd.deboer | 176 |  | V-1498 | 1AD61-1AD62 | {E8E8F02A-FCF8-4535-AC2B-3CED454EDC7F}
1029 | wMAIN-1500 | AD | K-MART SITE IMPROVEMENTS | 1978 | Westgate Shopping Mall | None | None | 19.4841 | UNKNOWN | 8 |  | 75 | 160 | 3117.4499 | 311.745 | 514.3792 | 3943.5742 | 29 |  | Potable | 1 | 1 | 1 | 1 | 2011-11-08 15:15 | BAXTER\todd.deboer | 291 | FIT-849 |  | 1AD60-1AD61 | {D008DC09-1295-4200-A259-E34BBB177C7E}
1030 | wMAIN-1501 | AD | EXCELSIOR ROAD EXTENSION, JACKSON STREET AND FRONTAGE ROAD IMPROVEMENTS | 1993 | Excelsior Rd | Conservation Dr | Baxter Dr | 4.2237 | PVC | 8 |  | 75 | 160 | 675.795 | 67.5795 | 111.5062 | 854.8806 | 44 |  | Potable | 1 | 1 | 1 | 1 | 2011-11-08 15:15 | BAXTER\todd.deboer | 176 | V-280 |  | 1AD27-1AD63 | {EA87B04A-ACB4-46C6-8361-46F632151E65}
1031 | wMAIN-1502 | AD | K-MART SITE IMPROVEMENTS | 1978 | Westgate Mall Parking Lot | None | None | 11.3952 | DIP | 8 |  | 75 | 160 | 1823.227 | 182.3227 | 300.8324 | 2306.3821 | 29 |  | Potable | 1 | 1 | 1 | 1 | 2011-11-08 15:15 | BAXTER\todd.deboer | 291 | FIT-849 | FIT-943 | 1AD60-1AD33 | {C1771ED5-70C4-4ADF-AE3C-EDA6866999B6}
1032 | wMAIN-1503 | AD | WESTGATE MALL SITE IMPROVEMENTS | 1978 | Westgate Mall | None | None | 406.8229 | DIP | 8 |  | 75 | 160 | 65091.6713 | 6509.1671 | 10740.1258 | 82340.9642 | 29 |  | Potable | 1 | 1 | 1 | 1 | 2011-11-08 15:15 | BAXTER\todd.deboer | 291 | V-1363 | V-1361 | 1AD37-1AD36 | {E2CDB911-CA45-40FC-B2C8-0403F77E1C34}
1033 | wMAIN-1504 | AD | WESTGATE MALL SITE IMPROVEMENTS | 1978 | Westgate Shopping Mall | None | None | 5.0028 | DIP | 8 |  | 75 | 160 | 800.4484 | 80.0448 | 132.074 | 1012.5672 | 29 |  | Potable | 1 | 1 | 1 | 1 | 2011-11-08 15:15 | BAXTER\todd.deboer | 291 | FIT-942 | V-1363 | 1AD38-1AD37 | {D61061F1-4BDB-4757-A531-2A9DA794F6A2}
1034 | wMAIN-1506 | AD | WESTGATE MALL SITE IMPROVEMENTS | 1978 | Westgate Mall | None | None | 79.2232 | DIP | 8 |  | 75 | 160 | 12675.7119 | 1267.5712 | 2091.4925 | 16034.7755 | 29 |  | Potable | 1 | 1 | 1 | 1 | 2011-11-08 15:15 | BAXTER\todd.deboer | 291 |  | FIT-389 | 1AD38-1AD39 | {635E3940-A37B-4991-AEA8-16865CD81F11}
1035 | wMAIN-1507 | AD | WESTGATE MALL SITE IMPROVEMENTS | 1978 | Westgate Mall | None | None | 258.0251 | DIP | 8 |  | 75 | 160 | 41284.0102 | 4128.401 | 6811.8617 | 52224.2729 | 29 |  | Potable | 1 | 1 | 1 | 1 | 2011-11-08 15:15 | BAXTER\todd.deboer | 291 |  |  | 1AD42-1AD38 | {8C4A9953-F651-413D-8C5A-57EDAE18A84A}
1036 | wMAIN-1508 | AD | WESTGATE MALL SITE IMPROVEMENTS | 1978 | Westgate Shopping Mall | None | None | 4.551 | DIP | 8 |  | 75 | 160 | 728.1636 | 72.8164 | 120.147 | 921.1269 | 29 |  | Potable | 1 | 1 | 1 | 1 | 2011-11-08 15:15 | BAXTER\todd.deboer | 291 | FIT-945 | V-1356 | 1AD44-1AD43 | {D1999E50-F909-414F-AEBF-686CCF52CFA6}
1037 | wMAIN-1509 | AD | K-MART SITE IMPROVEMENTS | 1978 | Westgate Mall | None | None | 102.3331 | DIP | 8 |  | 75 | 160 | 16373.3009 | 1637.3301 | 2701.5947 | 20712.2257 | 29 |  | Potable | 1 | 1 | 1 | 1 | 2011-11-08 15:15 | BAXTER\todd.deboer | 291 | V-1366 | FIT-944 | 1AD45-1AD46 | {B695F593-5C74-41D1-A857-79A02C51D141}
1038 | wMAIN-1511 | AD | 1977 MUNICIPAL SANITARY SEWER AND WATER SYSTEMS CONSTRUCTION | 1977 | First Western Bank & Trust | None | None | 98.4872 | DIP | 12 |  | 75 | 200 | 19697.438 | 1969.7438 | 3250.0773 | 24917.259 | 28 |  | Potable | 1 | 1 | 1 | 1 | 2011-11-08 15:15 | BAXTER\todd.deboer | 100 | FIT-939 | FIT-1513 | 1AD51-1AD08 | {E1857834-E43F-4392-9EFA-82B84E202382}
1039 | wMAIN-1512 | AD | K-MART SITE IMPROVEMENTS | 1978 | First Western Bank & Trust | None | None | 4.8809 | DIP | 8 |  | 75 | 160 | 780.9453 | 78.0945 | 128.856 | 987.8958 | 29 |  | Potable | 1 | 1 | 1 | 1 | 2011-11-08 15:15 | BAXTER\todd.deboer | 291 | FIT-939 | V-1365 | 1AD51-1AD50 | {9BAF62C3-6B75-4E8D-B57F-B2F0ED83ECB0}
1040 | wMAIN-1513 | AD | WESTPORT MALL SITE IMPROVEMENTS | 1985 | Conservation Dr | Westport Shopping Center | Fairview Rd | 98.9664 | PVC | 10 |  | 75 | 180 | 17813.9503 | 1781.395 | 2939.3018 | 22534.6472 | 36 |  | Potable | 1 | 1 | 1 | 1 | 2011-11-08 15:15 | BAXTER\todd.deboer |  | V-1448 | V-438 | 1AD53-1AD20 | {B31BC7FA-ABEF-4B6F-9E8C-86C9FCDD6FC5}
1041 | wMAIN-1514 | AD | WESTPORT MALL SITE IMPROVEMENTS | 1985 | Conservation Dr | Westport Shopping Center | Fairview Rd | 6.8668 | PVC | 10 |  | 75 | 180 | 1236.0308 | 123.6031 | 203.9451 | 1563.5789 | 36 |  | Potable | 1 | 1 | 1 | 1 | 2011-11-08 15:15 | BAXTER\todd.deboer |  | FIT-940 | V-1448 | 1AD52-1AD53 | {E30FCEA9-3460-4E4B-ABD7-5C6304D329ED}
1042 | wMAIN-1515 | AD | WESTPORT MALL SITE IMPROVEMENTS | 1985 | Conservation Dr | Westport Shopping Center | Fairview Rd | 3.2996 | PVC | 8 |  | 75 | 160 | 527.9418 | 52.7942 | 87.1104 | 667.8463 | 36 |  | Potable | 1 | 1 | 1 | 1 | 2011-11-08 15:15 | BAXTER\todd.deboer |  |  | V-1450 | 1AD56-1AD57 | {BFCE6DBC-0265-4497-AC81-EA76F96B28C4}
1043 | wMAIN-1520 | CD | 1977 MUNICIPAL SANITARY SEWER AND WATER SYSTEMS CONSTRUCTION | 1977 | Cypress Dr | Excelsior Rd | Fairview Rd | 10.5519 | DIP | 12 |  | 75 | 200 | 2110.3806 | 211.0381 | 348.2128 | 2669.6314 | 28 |  | Potable | 1 | 1 | 1 | 1 | 2011-11-08 15:15 | BAXTER\todd.deboer | 100 | V-391 | FIT-1927 | 1CD12-1CE01 | {0D02B712-5E63-4479-AF9A-EB735E396E47}
1044 | wMAIN-1521 | CE | 1983 COMMERCIAL AREA IMPROVEMENTS | 1983 | Fairview Rd | AmericInn | Super One Foods | 606.7035 | PVC | 8 |  | 75 | 160 | 97072.567 | 9707.2567 | 16016.9736 | 122796.7972 | 34 |  | Potable | 1 | 1 | 1 | 1 | 2020-06-15 10:03 | BAXTER\tdeboer | 103 | wVLV-1477 | wFIT-1040 | 1CE10-1CE04 | {74268666-C3FA-4BBC-972E-6E4CD75037E2}
1045 | wMAIN-1522 | CE | 1977 MUNICIPAL WATER SYSTEMS CONSTRUCTION | 1977 | Fairview Rd | Golf Course Dr | Mills Fleet Farm Carwash | 64.4932 | DIP | 8 |  | 75 | 160 | 10318.9188 | 1031.8919 | 1702.6216 | 13053.4323 | 28 |  | Potable | 1 | 1 | 1 | 1 | 2013-05-22 13:46 | BAXTER\todd.deboer | 100 | wVLV-799 | wFIT-1042 | 1CE18-1CE11 | {088F55BD-77DB-4F3F-87A7-27D8F114DB58}
1046 | wMAIN-1523 | CE | 1977 MUNICIPAL WATER SYSTEMS CONSTRUCTION | 1977 | Golf Course Dr | Kohl's | State Hwy 210 | 2.7892 | DIP | 12 |  | 75 | 200 | 557.8434 | 55.7843 | 92.0442 | 705.6719 | 28 |  | Potable | 1 | 1 | 1 | 1 | 2013-05-22 13:46 | BAXTER\todd.deboer | 100 | wFIT-1337 | wVLV-800 | 1CE17-1CE16 | {89F3DAD6-269C-469E-B1DB-7F9C554AF9A7}
1047 | wMAIN-1524 | CE | 1977 MUNICIPAL WATER SYSTEM CONSTRUCTION | 1977 | Golf Course Dr | Kohl's | State Hwy 210 | 4.4912 | DIP | 12 |  | 75 | 200 | 898.2343 | 89.8234 | 148.2087 | 1136.2663 | 28 |  | Potable | 1 | 1 | 1 | 1 | 2013-05-22 13:46 | BAXTER\todd.deboer | 100 | wVLV-801 | wFIT-1337 | 1CE19-1CE17 | {A05230F5-7871-4245-B7E8-C2647F62728F}
1048 | wMAIN-1525 | CE | 1977 MUNICIPAL WATER SYSTEM CONSTRUCTION | 1977 | Golf Course Dr | Fairview Rd | None | 138.7225 | DIP | 12 |  | 75 | 200 | 27744.5019 | 2774.4502 | 4577.8428 | 35096.7949 | 28 |  | Potable | 1 | 1 | 1 | 1 | 2013-05-22 13:45 | BAXTER\todd.deboer | 100 | wFIT-1887 | wVLV-801 | 1CE20-1CE19 | {144E56F2-88F8-490E-90D1-D9EE5D599099}
1049 | wMAIN-1526 | CE | 1977 MUNICIPAL WATER SYSTEM CONSTRUCTION | 1977 | State Hwy 210 | Kohl's | State Hwy 371 | 976.137 | DIP | 12 |  | 75 | 200 | 195227.3963 | 19522.7396 | 32212.5204 | 246962.6564 | 28 |  | Potable | 1 | 1 | 1 | 1 | 2011-11-08 15:15 | BAXTER\todd.deboer | 100 | V-798 | V-785 | 1CE24-1DE09 | {7FEAF185-A801-46DF-96B5-BEDA68F23D72}
1050 | wMAIN-1527 | CE | 1977 MUNICIPAL WATER SYSTEM CONSTRUCTION | 1977 | State Hwy 210 | Minnesota District 7AA | None | 3.7161 | DIP | 12 |  | 75 | 200 | 743.2178 | 74.3218 | 122.6309 | 940.1705 | 28 |  | Potable | 1 | 1 | 1 | 1 | 2011-11-08 15:15 | BAXTER\todd.deboer | 100 | FIT-126 | V-796 | 1CE23-1CE22 | {4317BE70-BAF9-4485-A4FC-A87862B6D4E6}
1051 | wMAIN-1528 | CF | 1977 MUNICIPAL WATER SYSTEM CONSTRUCTION | 1977 | State Hwy 210 | None | None | 15.5 | DIP | 12 |  | 75 | 200 | 3100.0082 | 310.0008 | 511.5014 | 3921.5104 | 28 |  | Potable | 1 | 1 | 1 | 1 | 2011-11-08 15:15 | BAXTER\todd.deboer |  | FIT-1322 | FIT-1039 | 1CF09-1CF08 | {EEF28D3F-3F96-4731-8098-1966039CCC0D}
1052 | wMAIN-1529 | CF | 1981 UTILITY IMPROVEMENTS | 1981 | State Hwy 210 | Industrial Park Rd | None | 7.5577 | PVC | 12 |  | 75 | 200 | 1511.54 | 151.154 | 249.4041 | 1912.0981 | 32 |  | Potable | 1 | 1 | 1 | 1 | 2011-11-08 15:15 | BAXTER\todd.deboer | 102 | FIT-1039 | V-1221 | 1CF08-1CF07 | {0F8E2914-ABC0-4491-8EBE-558C0F584532}
1053 | wMAIN-1532 | CF | 1981 UTILITY IMPROVEMENTS | 1981 | Industrial Park Rd | American Institute of Nondestructive Testing (AINDT) | None | 263.7339 | PVC | 12 |  | 75 | 200 | 52746.7705 | 5274.677 | 8703.2171 | 66724.6646 | 32 |  | Potable | 1 | 1 | 1 | 1 | 2021-03-17 09:56 | BAXTER\tdeboer | 102 | wFIT-948 | wVLV-2145 | 1CF18-1CF15 | {EF93066D-1ACE-4009-8E25-61008A0F6DD9}
1054 | wMAIN-1534 | BF | 1981 UTILITY IMPROVEMENTS | 1981 | Cypress Dr | Industrial Park Rd | Greenwood Rd | 422.005 | PVC | 12 |  | 75 | 200 | 84400.9944 | 8440.0994 | 13926.1641 | 106767.2579 | 32 |  | Potable | 1 | 1 | 1 | 1 | 2020-06-09 09:23 | BAXTER\tdeboer | 102 | wVLV-2141 | wFIT-845 | 1BF08-1BF12 | {D38B8462-85F5-4B8D-A2BE-173059DCDC96}
1055 | wMAIN-1535 | AF | 1988 INDUSTRIAL PARK IMPROVEMENTS | 1988 | Industrial Park Rd | Cypress Dr | Highland Senic Dr | 476.1453 | PVC | 12 |  | 75 | 200 | 95229.0508 | 9522.9051 | 15712.7934 | 120464.7492 | 39 |  | Potable | 1 | 1 | 1 | 1 | 2021-03-17 09:18 | BAXTER\tdeboer | 104 | wFIT-844 | wVLV-777 | 1AF17-1AF06 | {02A2155E-E7F2-4D68-8A64-0C456FCC84E3}
1056 | wMAIN-1536 | AF | 1988 INDUSTRIAL PARK IMPROVEMENTS | 1988 | Highland Senic Dr | Industrial Park Rd | Greenwood Rd | 55.8855 | PVC | 8 |  | 75 | 160 | 8941.6764 | 894.1676 | 1475.3766 | 11311.2207 | 39 |  | Potable | 1 | 1 | 1 | 1 | 2021-03-17 09:19 | BAXTER\tdeboer | 104 | wFIT-852 | wFIT-593 | 1AF20-1AF09 | {4BEBEB2C-1311-4BC4-AB21-54A025D6C2BB}
1057 | wMAIN-1540 | BH | INDUSTRIAL PARK IMPROVEMENTS PHASE 3 | 2001 | Hinckley Rd | Berrywood Dr | Cypress Dr | 218.6612 | PVC | 10 |  | 75 | 180 | 39359.0094 | 3935.9009 | 6494.2366 | 49789.1469 | 52 |  | Potable | 1 | 1 | 1 | 1 | 2011-11-08 15:15 | BAXTER\todd.deboer | 199 | FIT-1449 | FIT-833 | 1BH29-1BH72 | {35BE5052-FEE2-4C09-BCA8-6EA6CDC08A54}
1058 | wMAIN-1541 | BH | INDUSTRIAL PARK IMPROVEMENTS PHASE 3 | 2001 | Hinckley Rd | Berrywood Dr | Cypress Dr | 149.3357 | PVC | 10 |  | 75 | 180 | 26880.4329 | 2688.0433 | 4435.2714 | 34003.7476 | 52 |  | Potable | 1 | 1 | 1 | 1 | 2011-11-08 15:15 | BAXTER\todd.deboer | 199 | FIT-833 | FIT-832 | 1BH72-1BH69 | {5A387163-A035-4759-B54B-7BBA5A6A878B}
1059 | wMAIN-1543 | CH | INDUSTRIAL PARK IMPROVEMENTS PHASE 3 | 2001 | Nor-Son | Vision Electrical Services | Hastings Rd | 303.2844 | PVC | 8 |  | 75 | 160 | 48525.5117 | 4852.5512 | 8006.7094 | 61384.7723 | 52 |  | Potable | 1 | 1 | 1 | 1 | 2011-11-08 15:15 | BAXTER\todd.deboer | 199 | FIT-1443 | FIT-1914 | 1CG07-1CH50 | {CAAFB4EF-4BBB-4429-A972-D6502DF3655E}
1060 | wMAIN-1546 | EF | WATERMAIN EXTENSION FOR NAVILLUS LAND CO. | 1996 | Elmwood Dr | Forthun Rd | Garrison Rd | 460.5109 | PVC | 8 |  | 75 | 160 | 73681.7455 | 7368.1745 | 12157.488 | 93207.408 | 47 |  | Potable | 1 | 1 | 1 | 1 | 2018-01-30 09:30 | BAXTER\Todd.DeBoer | 287 | wFIT-1046 | wFIT-1542 | 1EF18-1EG29 | {40BC4121-17B2-48A4-AB93-EDFA2219594F}
1061 | wMAIN-1548 | EF | MN 371 BY-PASS CONSTRUCTION | 2002 | Costco | None | None | 3.7581 | PVC | 12 |  | 75 | 200 | 751.6207 | 75.1621 | 124.0174 | 950.8002 | 53 |  | Potable | 1 | 1 | 1 | 1 | 2011-11-08 15:15 | BAXTER\todd.deboer | 196 | V-687 | FIT-1345 | 1EF26-1EF27 | {373156A5-0DC5-464D-A7BD-7EFB653CDF56}
1062 | wMAIN-1551 | FF | S.P. NO. 1805-58 (T.H. 210) | 1998 | Home Depot | None | None | 140.5596 | PVC | 12 |  | 75 | 200 | 28111.9199 | 2811.192 | 4638.4668 | 35561.5786 | 49 |  | Potable | 1 | 1 | 1 | 1 | 2011-11-08 15:15 | BAXTER\todd.deboer | 268 | FIT-875 | FIT-1574 | 1FF35-1FF02 | {C40FCC05-3913-45EE-9AB8-E54D14A7BECC}
1063 | wMAIN-1553 | FF | HOME DEPOT SITE IMPROVEMENTS | 1999 | Home Depot | None | None | 427.0002 | PVC | 8 |  | 75 | 160 | 68320.0315 | 6832.0031 | 11272.8052 | 86424.8398 | 50 |  | Potable | 1 | 1 | 1 | 1 | 2011-11-08 15:15 | BAXTER\todd.deboer |  | FIT-1321 |  | 1FF46-1FF43 | {A39CD2E4-6572-4BD6-A552-8B018C05FA1F}
1064 | wMAIN-1554 | FG | 1999 ISLE AND GLORY ROAD IMPROVEMENTS | 1999 | Glory Rd | Falcon Dr | Isle Dr | 2.8339 | PVC | 12 |  | 75 | 200 | 566.788 | 56.6788 | 93.52 | 716.9869 | 50 |  | Potable | 1 | 1 | 1 | 1 | 2011-11-08 15:15 | BAXTER\todd.deboer | 181 | FIT-1330 | FIT-395 | 1FG24-1FG26 | {6B5E0864-4EAA-4125-A16B-CD6201BEB482}
1065 | wMAIN-1555 | FG | 2004 ISLE DRIVE EXTENSION AND HINCKLEY ROAD IMPROVEMENTS | 2004 | Isle Dr | Glory Rd | None | 1.1594 | PVC | 6 |  | 75 | 140 | 162.3162 | 16.2316 | 26.7822 | 205.3299 | 55 |  | Potable | 1 | 1 | 1 | 1 | 2011-11-08 15:15 | BAXTER\todd.deboer | 207 |  | V-810 | 1FG21-1FG27 | {A86959FE-8F0F-4D9D-A1E8-67A7EB46E242}
1066 | wMAIN-1556 | FG | 1999 ISLE AND GLORY ROAD IMPROVEMENTS | 1999 | Isle Dr | Glory Rd | None | 35.9006 | PVC | 6 |  | 75 | 140 | 5026.0894 | 502.6089 | 829.3047 | 6358.0031 | 50 |  | Potable | 1 | 1 | 1 | 1 | 2011-11-08 15:15 | BAXTER\todd.deboer | 181 | FIT-1329 | V-810 | 1FG20-1FG21 | {A265410F-26CA-4625-B56E-D89A84DD84B6}
1067 | wMAIN-1557 | FG | 1999 ISLE AND GLORY ROAD IMPROVEMENTS | 1999 | Glory Rd | Falcon Dr | Isle Dr | 61.2338 | PVC | 10 |  | 75 | 180 | 11022.0847 | 1102.2085 | 1818.644 | 13942.9371 | 50 |  | Potable | 1 | 1 | 1 | 1 | 2011-11-08 15:15 | BAXTER\todd.deboer | 181 | V-808 | FIT-1329 | 1FG23-1FG20 | {EE62608E-8A43-4B4C-AF09-AA56D5E68984}
1068 | wMAIN-1558 | KK | 2003 KNOLLWOOD DRIVE EXTENSION, BRONSON ROAD/MICHELLE CIRCLE AREA AND EXCELSIOR ROAD IMPROVEMENTS | 2004 | Knollwood Dr | Highland Senic Rd | None | 4.5123 | PVC | 10 |  | 75 | 180 | 812.209 | 81.2209 | 134.0145 | 1027.4444 | 55 |  | Potable | 1 | 1 | 1 | 1 | 2021-04-19 14:15 | BAXTER\tdeboer | 225 | wVLV-1154 | wFIT-366 | 1KK08-1KK09 | {E8186BD0-4BAC-48B4-87FA-8F428C8CD8F0}
1069 | wMAIN-1559 | KK | 2003 KNOLLWOOD DRIVE EXTENSION, BRONSON ROAD/MICHELLE CIRCLE AREA AND EXCELSIOR ROAD IMPROVEMENTS | 2004 | Forestview Middle School | None | None | 3.3662 | PVC | 12 |  | 75 | 200 | 673.2364 | 67.3236 | 111.084 | 851.644 | 55 |  | Potable | 1 | 1 | 1 | 1 | 2011-11-08 15:15 | BAXTER\todd.deboer | 225 | FIT-1073 |  | 1KK24-1KK25 | {16C9F090-B7B9-4867-AB20-B3BD741F70CB}
1070 | wMAIN-1561 | KL | 2003 KNOLLWOOD DRIVE EXTENSION, BRONSON ROAD/MICHELLE CIRCLE AREA AND EXCELSIOR ROAD IMPROVEMENTS | 2004 | Forestview Middle School | None | None | 3.2001 | PVC | 8 |  | 75 | 160 | 512.0223 | 51.2022 | 84.4837 | 647.7082 | 55 |  | Potable | 1 | 1 | 1 | 1 | 2011-11-08 15:15 | BAXTER\todd.deboer | 225 | FIT-1052 |  | 1KL32-1KL34 | {4E07B8CB-E951-4623-A220-ECDCFBDEB0F3}
1071 | wMAIN-1564 | OI | SOUTHDALE UTILITY EXTENSION AND KENTWOOD DRIVE IMPROVEMENTS | 1987 | Brentwood Cir | Brentwood Rd | None | 7.0001 | PVC | 6 |  | 75 | 140 | 980.0093 | 98.0009 | 161.7015 | 1239.7118 | 38 |  | Potable | 1 | 1 | 1 | 1 | 2011-11-08 15:15 | BAXTER\todd.deboer | 267 | V-1439 | FIT-529 | 1OI24-1OI25 | {347570C8-D3A9-4B9F-9876-E0668F4E9A5A}
1072 | wMAIN-1568 | OG | WEDGEWOOD AND OAK STREET IMPROVEMENTS | 1992 | Shaddowwood Dr | Honeysuckle Way | Oak St | 25.5626 | PVC | 8 |  | 75 | 160 | 4090.0094 | 409.0009 | 674.8515 | 5173.8618 | 43 |  | Potable | 1 | 1 | 1 | 1 | 2011-11-08 15:15 | BAXTER\todd.deboer | 289 | V-376 | FIT-1650 | 1OG11-1OG12 | {9C804C09-2F10-4537-AD92-1F0ED5651654}
1073 | wMAIN-1571 | OG | WEDGEWOOD AND OAK STREET IMPROVEMENTS | 1992 | Shaddowwood Dr | Honeysuckle Way | Oak St | 2.4053 | PVC | 8 |  | 75 | 160 | 384.8454 | 38.4845 | 63.4995 | 486.8295 | 43 |  | Potable | 1 | 1 | 1 | 1 | 2011-11-08 15:15 | BAXTER\todd.deboer | 289 | FIT-1651 | V-376 | 1OG10-1OG11 | {4DA45B22-0D20-40BF-83F3-8A59E3229567}
1074 | wMAIN-1572 | OG | WEDGEWOOD AND OAK STREET IMPROVEMENTS | 1992 | Oak St | Shaddowwood Dr | Honeysuckle Way | 3.1347 | PVC | 10 |  | 75 | 180 | 564.2373 | 56.4237 | 93.0992 | 713.7602 | 43 |  | Potable | 1 | 1 | 1 | 1 | 2011-11-08 15:15 | BAXTER\todd.deboer | 289 | V-375 | FIT-1651 | 1OG09-1OG10 | {D79F8244-769D-4A16-A716-8D79F51C780B}
1075 | wMAIN-1575 | LM | 2003 KNOLLWOOD DRIVE EXTENSION, BRONSON ROAD/MICHELLE CIRCLE AREA AND EXCELSIOR ROAD IMPROVEMENTS | 2004 | Mapleton Rd | Mountain Ash Dr | Forestview Middle School | 4.2152 | PVC | 8 |  | 75 | 160 | 674.4394 | 67.4439 | 111.2825 | 853.1658 | 55 |  | Potable | 1 | 1 | 1 | 1 | 2011-11-08 15:15 | BAXTER\todd.deboer | 225 | FIT-708 | FIT-458 | 1LM03-1LM04 | {467631B9-7589-407D-B26B-7A7B31F15272}
1076 | wMAIN-1576 | LM | 2003 KNOLLWOOD DRIVE EXTENSION, BRONSON ROAD/MICHELLE CIRCLE AREA AND EXCELSIOR ROAD IMPROVEMENTS | 2004 | Mapleton Rd | Mountain Ash Dr | Forestview Middle School | 68.7847 | PVC | 8 |  | 75 | 160 | 11005.559 | 1100.5559 | 1815.9172 | 13922.0322 | 55 |  | Potable | 1 | 1 | 1 | 1 | 2011-11-08 15:15 | BAXTER\todd.deboer | 225 | FIT-1067 | FIT-708 | 1LL18-1LM03 | {779E1C32-D81E-4EB9-989C-65187998176E}
1077 | wMAIN-1577 | JM | 2003 MISSISSIPPI MEADOWS IMPROVEMENTS | 2003 | Joneswood Dr | Marble Rd | Joneswood Cir | 1.6977 | PVC | 10 |  | 75 | 180 | 305.5829 | 30.5583 | 50.4212 | 386.5623 | 54 |  | Potable | 1 | 1 | 1 | 1 | 2011-11-08 15:15 | BAXTER\todd.deboer | 242 | FIT-417 | FIT-1962 | 1JM53-1JM21 | {8901A449-817A-4F18-880F-62F295F44012}
1078 | wMAIN-1578 | IC | 2004 INGLEWOOD DRIVE AND CLEARWATER ROAD IMPROVEMENTS | 2004 | Cherrywood Dr | Inglewood Dr | Calcutta Rd | 4.2496 | PVC | 8 |  | 75 | 160 | 679.9294 | 67.9929 | 112.1884 | 860.1107 | 55 |  | Potable | 1 | 1 | 1 | 1 | 2011-11-08 15:15 | BAXTER\todd.deboer | 150 |  | V-1571 | 1IC03-1IC07 | {F9A97246-49D9-4229-8D36-46785D60CB46}
1079 | wMAIN-1580 | FD | EXCELSIOR PLACE - PHASE 2 | 2004 | Firewood Dr | White Oak Estates | Excelsior Rd | 3.0121 | PVC | 8 |  | 75 | 160 | 481.9305 | 48.193 | 79.5185 | 609.6421 | 55 |  | Potable | 1 | 1 | 1 | 1 | 2011-11-08 15:15 | BAXTER\todd.deboer | 171 | FIT-1832 | V-1522 | 1FD41-1FD42 | {FFE9CC5C-E900-4359-BD63-0A0EF9405EB0}
1080 | wMAIN-1583 | FB | JMS BAXTER ESTATES - PHASE 1 | 2002 | Clearwater Rd | Clearwater Estates Apt Homes | Forest Dr | 5.7901 | PVC | 8 |  | 75 | 160 | 926.4092 | 92.6409 | 152.8575 | 1171.9076 | 53 |  | Potable | 1 | 1 | 1 | 1 | 2011-11-08 15:15 | BAXTER\todd.deboer | 209 | FIT-714 | V-1657 | 1FB18-1FB19 | {B3090DCC-96FD-4EFD-9C48-8F8CCDD08B4F}
1081 | wMAIN-1584 | FA | 1997 WOIDA ROAD WATERMAIN IMPROVEMENTS | 1998 | Wildflower Dr | Woida Rd | Franklin Dr | 6 | PVC | 8 |  | 75 | 160 | 960.0031 | 96.0003 | 158.4005 | 1214.404 | 49 | STUB SOUTH | Potable | 1 | 1 | 1 | 1 | 2016-04-25 13:44 | BAXTER\todd.deboer | 305 | wFIT-1479 | wFIT-2136 | 1FA03-1FA06 | {AA8B197F-8BA2-4939-87E5-381A63505974}
1082 | wMAIN-1585 | EA | 1997 WIODA ROAD WATERMAIN IMPROVEMENTS | 1998 | Arby's | Woida Rd | None | 3.9102 | PVC | 8 |  | 75 | 160 | 625.6356 | 62.5636 | 103.2299 | 791.4291 | 49 |  | Potable | 1 | 1 | 1 | 1 | 2011-11-08 15:15 | BAXTER\todd.deboer | 305 | FIT-1483 | V-322 | 1EA02-1EA01 | {5F92876A-9BD7-4ACF-897B-56399A57B319}
1083 | wMAIN-1587 | CH | INDUSTRIAL PARK IMPROVEMENTS PHASE 3 | 2001 | Dogwood Dr | College Rd | Hastings Rd | 48.6821 | PVC | 8 |  | 75 | 160 | 7789.1426 | 778.9143 | 1285.2085 | 9853.2654 | 52 | STUB WEST | Potable | 1 | 1 | 1 | 1 | 2011-11-08 15:15 | BAXTER\todd.deboer | 199 | V-654 | FIT-613 | 1CH23-1CH24 | {4F603A23-9157-46C2-A849-B5FF23C3B415}
1084 | wMAIN-1588 | CH | INDUSTRIAL PARK IMPROVEMENTS PHASE 3 | 2001 | Dogwood Dr | College Rd | Hastings Rd | 4.7898 | PVC | 8 |  | 75 | 160 | 766.3606 | 76.6361 | 126.4495 | 969.4462 | 52 |  | Potable | 1 | 1 | 1 | 1 | 2011-11-08 15:15 | BAXTER\todd.deboer | 199 | FIT-1434 | V-654 | 1CH22-1CH23 | {B395A83F-E397-43B6-81B0-33B3CDDD0037}
1085 | wMAIN-1589 | CD | 1977 MUNICIPAL SANITARY SEWER AND WATER SYSTEMS CONSTRUCTION | 1977 | Cypress Dr | Excelsior Rd | Fairview Rd | 3.9998 | DIP | 12 |  | 75 | 200 | 799.952 | 79.9952 | 131.9921 | 1011.9393 | 28 |  | Potable | 1 | 1 | 1 | 1 | 2011-11-08 15:15 | BAXTER\todd.deboer | 100 | FIT-1519 | V-391 | 1CD11-1CD12 | {F8127DDE-0187-40F4-9B91-FDB64160623D}
1086 | wMAIN-1590 | BH | INDUSTRIAL PARK IMPROVEMENTS PHASE 3 | 2001 | Cypress Dr | Cypress Courts | None | 57.834 | PVC | 8 |  | 75 | 160 | 9253.4386 | 925.3439 | 1526.8174 | 11705.5998 | 52 | STUB WEST | Potable | 1 | 1 | 1 | 1 | 2011-11-08 15:15 | BAXTER\todd.deboer | 199 | V-665 | FIT-607 | 1BH15-1CH53 | {C85051A9-66D5-434B-8388-FB2EF0A89FE4}
1087 | wMAIN-1591 | BH | INDUSTRIAL PARK IMPROVEMENTS PHASE 3 | 2001 | Cypress Dr | Cypress Courts | None | 2.1658 | PVC | 8 |  | 75 | 160 | 346.5249 | 34.6525 | 57.1766 | 438.354 | 52 |  | Potable | 1 | 1 | 1 | 1 | 2011-11-08 15:15 | BAXTER\todd.deboer | 199 | FIT-1416 | V-665 | 1BH14-1BH15 | {4B63E614-E0D3-4433-A4AE-52FC3CBB7CD2}
1088 | wMAIN-1594 | AH | 2002 GREENWOOD, NORWAY HILLS AND CEDAR SCENIC IMPROVEMENTS | 2003 | Red Pine Cir | Highland Senic Rd | Hinckley Ct | 18.0664 | PVC | 10 |  | 75 | 180 | 3251.9504 | 325.195 | 536.5718 | 4113.7172 | 54 | STUB NORTH | Potable | 1 | 1 | 1 | 1 | 2011-11-08 15:15 | BAXTER\todd.deboer | 191 |  | FIT-604 | 1AH12-1AH15 | {B9E044ED-807A-4B76-A867-F602D1363C0F}
1089 | wMAIN-1596 | DZ | MN 371, FRONTAGE ROADS AND WHISPERING WOODS LANE UTILITY IMPROVEMENTS | 2002 | Menards | None | None | 13.3412 | PVC | 10 |  | 75 | 180 | 2401.4234 | 240.1423 | 396.2349 | 3037.8006 | 53 |  | Potable | 1 | 1 | 1 | 1 | 2011-11-08 15:15 | BAXTER\todd.deboer | 164 | FIT-987 | V-1298 | 1DZ28-1DZ31 | {D4D256FD-037E-47B7-BFCC-1BB2E873C443}
1090 | wMAIN-1597 | HF | 1979 WATER IMPROVEMENTS | 1979 | Fairview Rd | Glenwood Dr | Bluestem Ct | 4.0316 | PVC | 12 |  | 75 | 200 | 806.3276 | 80.6328 | 133.044 | 1020.0044 | 30 |  | Potable | 1 | 1 | 1 | 1 | 2021-03-18 13:18 | BAXTER\tdeboer | 101 | wFIT-1255 | wVLV-909 | 1HF06-1HF07 | {DBB06F68-9E5D-4393-977E-F5383FB3B3EC}
1091 | wMAIN-1598 | HF | 1979 WATER IMPROVEMENTS | 1979 | Fairview Rd | Glenwood Dr | Bluestem Ct | 48.2689 | PVC | 12 |  | 75 | 200 | 9653.7717 | 965.3772 | 1592.8723 | 12212.0212 | 30 |  | Potable | 1 | 1 | 1 | 1 | 2021-03-18 13:17 | BAXTER\tdeboer | 101 | wFIT-1255 | wFIT-1254 | 1HF06-1HF13 | {D022EB38-966E-4549-94E2-7B1DD60F94CB}
1092 | wMAIN-1603 | FF | 1977 MUNICIPAL SANITARY SEWER AND WATER SYSTEMS CONSTRUCTION | 1977 | Water Tower | None | None | 16.487 | DIP | 12 |  | 75 | 200 | 3297.4085 | 329.7409 | 544.0724 | 4171.2218 | 28 |  | Potable | 1 | 1 | 1 | 1 | 2011-11-08 15:15 | BAXTER\todd.deboer | 100 |  | FIT-1043 | WATER TOWER-1FF29 | {92F0E34E-9445-46E1-BC86-8452CBB3E719}
1093 | wMAIN-1604 | DD | 1977 MUNICIPAL SANITARY SEWER AND WATER SYSTEMS CONSTRUCTION | 1977 | Golf Course Dr | Excelsior Rd | Kohl's | 19.9998 | DIP | 12 |  | 75 | 200 | 3999.9555 | 399.9956 | 659.9927 | 5059.9437 | 28 |  | Potable | 1 | 1 | 1 | 1 | 2011-11-08 15:15 | BAXTER\todd.deboer | 100 | V-398 | FIT-1985 | 1DE10-1DD16 | {E64EA9BB-2462-4F00-BE33-AA907B9138C5}
1094 | wMAIN-1605 | DD | 1977 MUNICIPAL SANITARY SEWER AND WATER SYSTEMS CONSTRUCTION | 1977 | Golf Course Dr | Design Rd | Excelsior Rd | 5.5608 | DIP | 12 |  | 75 | 200 | 1112.1582 | 111.2158 | 183.5061 | 1406.8801 | 28 |  | Potable | 1 | 1 | 1 | 1 | 2011-11-08 15:15 | BAXTER\todd.deboer | 100 | FIT-1985 | V-397 | 1DD16-1DD17 | {467B6E89-CA84-4B45-8782-AEB46A9DF819}
1095 | wMAIN-1622 | DC | 1996 GOLF COURSE DRIVE IMPROVEMENTS | 1996 | Clearwater Rd | Office Max | Golf Course Dr | 72.0001 | PVC | 10 |  | 75 | 180 | 12960.0113 | 1296.0011 | 2138.4019 | 16394.4143 | 47 |  | Potable | 1 | 1 | 1 | 1 | 2011-11-08 15:15 | BAXTER\todd.deboer | 186 | V-383 | FIT-1464 | 1DC12-1DC13 | {B1C87D62-8D94-4AB8-A333-D7BCD54330BD}
1096 | wMAIN-1623 | DC | 1996 GOLF COURSE DRIVE IMPROVEMENTS | 1996 | Clearwater Rd | Office Max | Golf Course Dr | 3.0001 | PVC | 10 |  | 75 | 180 | 540.0178 | 54.0018 | 89.1029 | 683.1225 | 47 |  | Potable | 1 | 1 | 1 | 1 | 2011-11-08 15:15 | BAXTER\todd.deboer | 186 | FIT-1465 | V-383 | 1DC11-1DC12 | {49DD25C7-68EE-4CFD-972E-3767EEBED04A}
1097 | wMAIN-1628 | KI | WEDGEWOOD AND OAK STREET IMPROVEMENTS | 1992 | Parkwood Dr | Parkwood Ct | Mountain Ash Dr | 173.4998 | PVC | 8 |  | 75 | 160 | 27759.9655 | 2775.9966 | 4580.3943 | 35116.3564 | 43 |  | Potable | 1 | 1 | 1 | 1 | 2011-11-08 15:15 | BAXTER\todd.deboer | 289 | V-1051 | V-370 | 1KI15-1KI14 | {660A3EC8-FBD5-4AE4-AFF1-B20613001A29}
1098 | wMAIN-1629 | KI | WEDGEWOOD AND OAK STREET IMPROVEMENTS | 1992 | Parkwood Dr | Mountain Ash Dr | Kingwood Dr | 58.0001 | PVC | 8 |  | 75 | 160 | 9280.0176 | 928.0018 | 1531.2029 | 11739.2223 | 43 |  | Potable | 1 | 1 | 1 | 1 | 2011-11-08 15:15 | BAXTER\todd.deboer | 289 | FIT-1662 | FIT-1661 | 1KI13-1KI16 | {5E521C73-26AF-4E75-B86D-C559884DB635}
1099 | wMAIN-1630 | KI | WEDGEWOOD AND OAK STREET IMPROVEMENTS | 1992 | Parkwood Dr | Mountain Ash Dr | Kingwood Dr | 41 | PVC | 6 |  | 75 | 140 | 5740.006 | 574.0006 | 947.101 | 7261.1076 | 43 | STUB SOUTHEAST | Potable | 1 | 1 | 1 | 1 | 2011-11-08 15:15 | BAXTER\todd.deboer | 289 | V-371 | FIT-650 | 1KI17-1KI18 | {79D71F04-F493-472F-9B9C-9F91B69AD4D1}
1100 | wMAIN-1631 | KI | WEDGEWOOD AND OAK STREET IMPROVEMENTS | 1992 | Parkwood Dr | Mountain Ash Dr | Kingwood Dr | 3.9999 | PVC | 6 |  | 75 | 140 | 559.9811 | 55.9981 | 92.3969 | 708.3761 | 43 |  | Potable | 1 | 1 | 1 | 1 | 2011-11-08 15:15 | BAXTER\todd.deboer | 289 | FIT-1661 | V-371 | 1KI16-1KI17 | {A437D44A-4F04-4055-9566-49BF49A90322}
1101 | wMAIN-1632 | KI | WEDGEWOOD AND OAK STREET IMPROVEMENTS | 1992 | Mountain Ash Dr | Lakewood Ln | Parkwood Dr | 5 | PVC | 8 |  | 75 | 160 | 800.0007 | 80.0001 | 132.0001 | 1012.0009 | 43 |  | Potable | 1 | 1 | 1 | 1 | 2011-11-08 15:15 | BAXTER\todd.deboer | 289 | V-369 | FIT-1662 | 1KI12-1KI13 | {D50C1E94-93D6-4322-93C1-8F4B208A729A}
1102 | wMAIN-1633 | KI | WEDGEWOOD AND OAK STREET IMPROVEMENTS | 1992 | Parkwood Dr | Parkwood Ct | Mountain Ash Dr | 6 | PVC | 8 |  | 75 | 160 | 960.005 | 96.0005 | 158.4008 | 1214.4064 | 43 |  | Potable | 1 | 1 | 1 | 1 | 2011-11-08 15:15 | BAXTER\todd.deboer | 289 | V-370 | FIT-1662 | 1KI14-1KI13 | {1DE5039D-748F-4869-9D1D-CF049DD31E56}
1103 | wMAIN-1634 | LI | WEDGEWOOD AND OAK STREET IMPROVEMENTS | 1992 | Mountain Ash Dr | Highland Senic Rd | Wedgewood Rd | 3.2603 | PVC | 8 |  | 75 | 160 | 521.652 | 52.1652 | 86.0726 | 659.8898 | 43 |  | Potable | 1 | 1 | 1 | 1 | 2011-11-08 15:15 | BAXTER\todd.deboer | 289 | FIT-1668 | V-368 | 1LI08-1LI09 | {36737017-F65D-4EC7-807C-F08AF1CE329E}
1104 | wMAIN-1637 | LI | WEDGEWOOD AND OAK STREET IMPROVEMENTS | 1992 | Lakewood Ln | Wedgewood Dr | Mountain Ash Dr | 28.9999 | PVC | 8 |  | 75 | 160 | 4639.9917 | 463.9992 | 765.5986 | 5869.5896 | 43 |  | Potable | 1 | 1 | 1 | 1 | 2011-11-08 15:15 | BAXTER\todd.deboer | 289 | V-366 | FIT-1664 | 1LI20-1LI21 | {81B81E8D-5EAC-4565-A611-B583FF32AE00}
1105 | wMAIN-1638 | LI | WEDGEWOOD AND OAK STREET IMPROVEMENTS | 1992 | Lakewood Ln | Wedgewood Dr | Mountain Ash Dr | 4.9999 | PVC | 8 |  | 75 | 160 | 799.992 | 79.9992 | 131.9987 | 1011.9898 | 43 |  | Potable | 1 | 1 | 1 | 1 | 2011-11-08 15:15 | BAXTER\todd.deboer | 289 | FIT-1665 | V-366 | 1LI19-1LI20 | {630DA817-C674-496A-8AC2-CDFD77A3711B}
1106 | wMAIN-1643 | EF | S.P. NO. 1805-58 (T.H. 210) | 1998 | Costco | None | None | 2.9278 | PVC | 8 |  | 75 | 160 | 468.4428 | 46.8443 | 77.2931 | 592.5801 | 49 |  | Potable | 1 | 1 | 1 | 1 | 2014-01-21 08:26 | BAXTER\todd.deboer | 268 | wVLV-345 |  | 1EF22-1EF21 | {98023023-21A1-4A84-B246-DCE17342365A}
1107 | wMAIN-1646 | EG | S.P. NO. 1805-58 (T.H. 210) | 1998 | Garrison Rd | Elmwood Dr | Elder Dr | 491.8657 | PVC | 8 |  | 75 | 160 | 78698.507 | 7869.8507 | 12985.2537 | 99553.6113 | 49 |  | Potable | 1 | 1 | 1 | 1 | 2011-11-08 15:15 | BAXTER\todd.deboer | 268 | V-341 |  | 1EG25-1EG26 | {750F0DD8-F986-49DA-BDAA-67A816895394}
1108 | wMAIN-1647 | FG | 1999 ISLE AND GLORY ROAD IMPROVEMENTS | 1999 | Glory Rd | Isle Dr | Elder Dr | 484.1713 | PVC | 12 |  | 75 | 200 | 96834.2553 | 9683.4255 | 15977.6521 | 122495.333 | 50 |  | Potable | 1 | 1 | 1 | 1 | 2011-11-08 15:15 | BAXTER\todd.deboer | 181 | V-347 | FIT-1330 | 1EG09-1EG10 | {6FC9F624-B9DB-4719-8180-83AE28787EF0}
1109 | wMAIN-1650 | EG | S.P. NO. 1805-58 (T.H. 210) | 1998 | Central Lakes Crossing | None | None | 21.0001 | PVC | 6 |  | 75 | 140 | 2940.0124 | 294.0012 | 485.102 | 3719.1156 | 49 |  | Potable | 1 | 1 | 1 | 1 | 2011-11-08 15:15 | BAXTER\todd.deboer | 268 | FIT-1567 | V-351 | 1EG01-1EG02 | {FE348BB2-EA10-4050-8F0E-759BE7426933}
1110 | wMAIN-1653 | FA | 1997 WOIDA ROAD WATERMAIN IMPROVEMENTS | 1998 | Woida Rd | Franklin Dr | Wildflower Dr | 304.8214 | PVC | 12 |  | 75 | 200 | 60964.2757 | 6096.4276 | 10059.1055 | 77119.8088 | 49 |  | Potable | 1 | 1 | 1 | 1 | 2016-06-09 09:29 | BAXTER\todd.deboer | 305 | wFIT-1478 | wVLV-327 | 1FA07-1FA10 | {530DC90F-602C-440E-A914-496EE910EE09}
1111 | wMAIN-1656 | FA | 1997 WOIDA ROAD WATERMAIN IMPROVEMENTS | 1998 | Woida Rd | Franklin Dr | Wildflower Dr | 328.4405 | PVC | 12 |  | 75 | 200 | 65688.0968 | 6568.8097 | 10838.536 | 83095.4425 | 49 |  | Potable | 1 | 1 | 1 | 1 | 2016-06-09 09:30 | BAXTER\todd.deboer | 305 | wFIT-2153 | wFIT-1478 | 1FA02-1FA07 | {B8F307CC-5B11-4F2F-8D84-4F31B9EC7180}
1112 | wMAIN-1659 | FA | 1997 WOIDA ROAD WATERMAIN IMPROVEMENTS | 1998 | Woida Rd | Wildflower Dr | Lynwood Dr | 2.6704 | PVC | 12 |  | 75 | 200 | 534.0745 | 53.4075 | 88.1223 | 675.6043 | 49 |  | Potable | 1 | 1 | 1 | 1 | 2016-04-25 13:44 | BAXTER\todd.deboer | 305 | wVLV-362 | wFIT-1480 | 1FA01-1FA02 | {8E3D793D-7379-4BF3-B79A-B69345DE6E4B}
1113 | wMAIN-1662 | EA | 1997 WIODA ROAD WATERMAIN IMPROVEMENTS | 1998 | Lynwood Dr | Woida Rd | Kirkwood Dr | 3.4222 | PVC | 6 |  | 75 | 140 | 479.1084 | 47.9108 | 79.0529 | 606.0721 | 49 |  | Potable | 1 | 1 | 1 | 1 | 2011-11-08 15:15 | BAXTER\todd.deboer | 305 | V-323 | FIT-311 | 1EA04-1EA05 | {AF2F9987-B1FD-49D3-B33F-01EF5F5847EF}
1114 | wMAIN-1663 | EA | 1997 WIODA ROAD WATERMAIN IMPROVEMENTS | 1998 | Lynwood Dr | Woida Rd | Kirkwood Dr | 2.6188 | PVC | 6 |  | 75 | 140 | 366.6325 | 36.6633 | 60.4944 | 463.7902 | 49 |  | Potable | 1 | 1 | 1 | 1 | 2011-11-08 15:15 | BAXTER\todd.deboer | 305 | FIT-1455 | V-323 | 1EA03-1EA04 | {1B6B7378-A366-4C14-BFD0-34DB9132203A}
1115 | wMAIN-1664 | FG | 2000 GLORY ROAD IMPROVEMENTS | 2000 | Glory Rd | Falcon Dr | RiverStone Professional Centre | 229.1665 | PVC | 8 |  | 75 | 160 | 36666.6409 | 3666.6641 | 6049.9958 | 46383.3008 | 51 |  | Potable | 1 | 1 | 1 | 1 | 2011-11-08 15:15 | BAXTER\todd.deboer | 185 | FIT-1535 | FIT-1536 | 1FG16-1FG13 | {5B6A940B-E77C-4CF4-82A5-F4935163CEFA}
1116 | wMAIN-1665 | FG | 2000 GLORY ROAD IMPROVEMENTS | 2000 | Glory Rd | Falcon Dr | RiverStone Professional Centre | 4.0074 | PVC | 6 |  | 75 | 140 | 561.0353 | 56.1035 | 92.5708 | 709.7097 | 51 |  | Potable | 1 | 1 | 1 | 1 | 2011-11-08 15:15 | BAXTER\todd.deboer | 185 | FIT-1535 | V-361 | 1FG16-1FG17 | {BB60795F-21ED-404F-B50E-4712BB7A8863}
1117 | wMAIN-1666 | FG | 2000 GLORY ROAD IMPROVEMENTS | 2000 | Glory Rd | Falcon Dr | RiverStone Professional Centre | 53.6313 | PVC | 6 |  | 75 | 140 | 7508.3841 | 750.8384 | 1238.8834 | 9498.1059 | 51 |  | Potable | 1 | 1 | 1 | 1 | 2011-11-08 15:15 | BAXTER\todd.deboer | 185 | V-361 |  | 1FG17-1FG18 | {99AAEA9C-8AA7-46FA-837A-BFD04F70F2E0}
1118 | wMAIN-1667 | FG | 2000 GLORY ROAD IMPROVEMENTS | 2000 | Glory Rd | Falcon Dr | RiverStone Professional Centre | 55.8278 | PVC | 6 |  | 75 | 140 | 7815.8909 | 781.5891 | 1289.622 | 9887.102 | 51 |  | Potable | 1 | 1 | 1 | 1 | 2011-11-08 15:15 | BAXTER\todd.deboer | 185 | V-360 | FIT-653 | 1FG14-1FG15 | {F4860510-81A1-4491-8361-0632FFBECB63}
1119 | wMAIN-1668 | FG | 2000 GLORY ROAD IMPROVEMENTS | 2000 | Glory Rd | Falcon Dr | RiverStone Professional Centre | 5.9999 | PVC | 6 |  | 75 | 140 | 839.9817 | 83.9982 | 138.597 | 1062.5769 | 51 |  | Potable | 1 | 1 | 1 | 1 | 2011-11-08 15:15 | BAXTER\todd.deboer | 185 | FIT-1536 | V-360 | 1FG13-1FG14 | {FAF77ABD-82D7-43D1-8CDB-E709887FDA78}
1120 | wMAIN-1673 | FG | 2000 GLORY ROAD IMPROVEMENTS | 2000 | Glory Rd | Woodridge Townhomes | Falcon Dr | 52.4168 | PVC | 6 |  | 75 | 140 | 7338.3487 | 733.8349 | 1210.8275 | 9283.0111 | 51 |  | Potable | 1 | 1 | 1 | 1 | 2011-11-08 15:15 | BAXTER\todd.deboer | 185 | V-356 | FIT-1822 | 1FG02-1FG03 | {B270ADDB-6648-46AA-8A97-2401601F3F21}
1121 | wMAIN-1674 | FG | 2000 GLORY ROAD IMPROVEMENTS | 2000 | Glory Rd | Woodridge Townhomes | Falcon Dr | 1.5017 | PVC | 6 |  | 75 | 140 | 210.2341 | 21.0234 | 34.6886 | 265.9462 | 51 |  | Potable | 1 | 1 | 1 | 1 | 2011-11-08 15:15 | BAXTER\todd.deboer | 185 |  |  | 1FG01-1FG02 | {3A632B00-6E2A-4E15-9182-BC6EDDB3D6CC}
1122 | wMAIN-1675 | GG | 2000 GLORY ROAD IMPROVEMENTS | 2000 | Glory Rd | Woodridge Townhomes | Falcon Dr | 52.7811 | PVC | 6 |  | 75 | 140 | 7389.3552 | 738.9355 | 1219.2436 | 9347.5343 | 51 | STUB NORTHWEST | Potable | 1 | 1 | 1 | 1 | 2011-11-08 15:15 | BAXTER\todd.deboer | 185 |  | FIT-1821 | 1GG05-1GG06 | {C53A5A16-64AB-4B3D-BA15-E18131066215}
1123 | wMAIN-1676 | GG | 2000 GLORY ROAD IMPROVEMENTS | 2000 | Glory Rd | Woodridge Townhomes | Falcon Dr | 3.7108 | PVC | 6 |  | 75 | 140 | 519.509 | 51.9509 | 85.719 | 657.1789 | 51 |  | Potable | 1 | 1 | 1 | 1 | 2011-11-08 15:15 | BAXTER\todd.deboer | 185 | FIT-1531 |  | 1GG04-1GG05 | {9DBC58D1-1A2D-4650-A7DF-DF16C93D7F4B}
1124 | wMAIN-1677 | GG | 2000 GLORY ROAD IMPROVEMENTS | 2000 | Glory Rd | Homestead Dr | Falcon Dr | 275.9589 | PVC | 8 |  | 75 | 160 | 44153.4168 | 4415.3417 | 7285.3138 | 55854.0723 | 51 |  | Potable | 1 | 1 | 1 | 1 | 2011-11-08 15:15 | BAXTER\todd.deboer | 185 | FIT-1532 |  | 1GG03-1FG01 | {C78876E0-3BB7-4CB3-81C1-D6C6AA0572AA}
1125 | wMAIN-1678 | GH | 2000 GLORY ROAD IMPROVEMENTS | 2000 | Glory Rd | Homestead Dr | Falcon Dr | 427.6146 | PVC | 8 |  | 75 | 160 | 68418.3348 | 6841.8335 | 11289.0252 | 86549.1936 | 51 |  | Potable | 1 | 1 | 1 | 1 | 2011-11-08 15:15 | BAXTER\todd.deboer | 185 | FIT-1530 |  | 1GH03-1GG04 | {1A8D239D-3A49-473D-984A-B4DBAE05BCBD}
1126 | wMAIN-1679 | GG | 2000 GLORY ROAD IMPROVEMENTS | 2000 | Glory Rd | Homestead Dr | Falcon Dr | 25.4999 | PVC | 8 |  | 75 | 160 | 4079.9781 | 407.9978 | 673.1964 | 5161.1723 | 51 |  | Potable | 1 | 1 | 1 | 1 | 2011-11-08 15:15 | BAXTER\todd.deboer | 185 |  | FIT-1532 | 1GG04-1GG03 | {D4B47F18-78B5-40D7-A6DA-B9BBE3E4B0A9}
1127 | wMAIN-1680 | EG | S.P. NO. 1805-58 (T.H. 210) | 1998 | Glory Rd | Elder Dr | Midsota Plastic Surgeons | 282.9138 | PVC | 10 |  | 75 | 180 | 50924.4916 | 5092.4492 | 8402.5411 | 64419.4818 | 49 |  | Potable | 1 | 1 | 1 | 1 | 2011-11-08 15:15 | BAXTER\todd.deboer | 268 | FIT-1564 | FIT-1563 | 1EG14-1EG17 | {30731A7F-D9FF-49DE-9175-A1571BFEF1B5}
1128 | wMAIN-1681 | EG | 1999 ISLE DRIVE AND GLORY ROAD IMPROVEMENTS | 1999 | Glory Rd | Elder Dr | Midsota Plastic Surgeons | 45.0003 | PVC | 6 |  | 75 | 140 | 6300.042 | 630.0042 | 1039.5069 | 7969.5531 | 50 |  | Potable | 1 | 1 | 1 | 1 | 2011-11-08 15:15 | BAXTER\todd.deboer | 181 | FIT-1563 | FIT-1920 | 1EG17-1EG18 | {9C06374F-D215-475B-8884-74F3F795802A}
1129 | wMAIN-1682 | EG | 1999 ISLE AND GLORY ROAD IMPROVEMENTS | 1999 | Glory Rd | Isle Dr | Elder Dr | 6.4137 | PVC | 12 |  | 75 | 200 | 1282.7451 | 128.2745 | 211.6529 | 1622.6725 | 50 |  | Potable | 1 | 1 | 1 | 1 | 2011-11-08 15:15 | BAXTER\todd.deboer | 181 | FIT-1987 | V-347 | 1EG08-1EG09 | {6E57F4E8-3C53-45CB-B546-7D2240D55F1D}
1130 | wMAIN-1683 | EF | S.P. NO. 1805-58 (T.H. 210) | 1998 | Costco | None | None | 415.6046 | PVC | 8 |  | 75 | 160 | 66496.738 | 6649.6738 | 10971.9618 | 84118.3736 | 49 |  | Potable | 1 | 1 | 1 | 1 | 2014-01-21 08:26 | BAXTER\todd.deboer | 268 | wFIT-1542 |  | 1EF21-1EF18 | {B697C1C3-1964-4F31-9FEC-394D4142134F}
1131 | wMAIN-1684 | EG | S.P. NO. 1805-58 (T.H. 210) | 1998 | Garrison Rd | Elmwood Dr | Elder Dr | 7 | PVC | 8 |  | 75 | 160 | 1120.0005 | 112 | 184.8001 | 1416.8006 | 49 |  | Potable | 1 | 1 | 1 | 1 | 2011-11-08 15:15 | BAXTER\todd.deboer | 268 | FIT-1566 | V-341 | 1EG04-1EG25 | {5006AC6D-4F0F-4386-9D56-B75A3508D8F6}
1132 | wMAIN-1685 | EG | S.P. NO. 1805-58 (T.H. 210) | 1998 | Elder Dr | Grey Wolf Rd | Garrison Rd | 45 | PVC | 12 |  | 75 | 200 | 8999.9941 | 899.9994 | 1484.999 | 11384.9925 | 49 |  | Potable | 1 | 1 | 1 | 1 | 2011-11-08 15:15 | BAXTER\todd.deboer | 268 | FIT-1566 | FIT-1565 | 1EG04-1EG05 | {7C34E458-A522-4A48-A2DE-95933A296D8B}
1133 | wMAIN-1686 | EA | 1997 WIODA ROAD WATERMAIN IMPROVEMENTS | 1998 | Woida Rd | WIldflower Dr | Lynwood Dr | 403.7804 | PVC | 12 |  | 75 | 200 | 80756.0744 | 8075.6074 | 13324.7523 | 102156.4341 | 49 |  | Potable | 1 | 1 | 1 | 1 | 2016-04-25 13:44 | BAXTER\todd.deboer | 305 | wFIT-1481 | wVLV-362 | 1EA06-1FA01 | {0FB4DA8E-75B7-4B2E-8591-4B4587552421}
1134 | wMAIN-1687 | EA | 1997 WIODA ROAD WATERMAIN IMPROVEMENTS | 1998 | Woida Rd | WIldflower Dr | Lynwood Dr | 3.053 | PVC | 12 |  | 75 | 200 | 610.6068 | 61.0607 | 100.7501 | 772.4176 | 49 |  | Potable | 1 | 1 | 1 | 1 | 2011-11-08 15:16 | BAXTER\todd.deboer | 305 | FIT-1483 | FIT-1455 | 1EA02-1EA03 | {D89FAB3C-F91B-4522-B2C5-A29A49F9DE1A}
1135 | wMAIN-1688 | EA | 1997 WIODA ROAD WATERMAIN IMPROVEMENTS | 1998 | Woida Rd | WIldflower Dr | Lynwood Dr | 631.4693 | PVC | 12 |  | 75 | 200 | 126293.8588 | 12629.3859 | 20838.4867 | 159761.7314 | 49 |  | Potable | 1 | 1 | 1 | 1 | 2012-08-21 16:21 | BAXTER\todd.deboer | 305 | wFIT-1455 | wFIT-1481 | 1EA03-1EA06 | {820AD286-83ED-4D50-8D9B-8822CF8B20D0}
1136 | wMAIN-1690 | DB | TARGET SITE IMPROVEMENTS | 1990 | Target | Golf Course Dr | Office Max | 108.9103 | PVC | 8 |  | 75 | 160 | 17425.6461 | 1742.5646 | 2875.2316 | 22043.4423 | 41 |  | Potable | 1 | 1 | 1 | 1 | 2012-02-01 10:41 | BAXTER\todd.deboer | 270 | wVLV-472 | wVLV-476 | 1DB09-1DB10 | {FE8FC080-7967-4B10-AFE1-8E67D777E065}
1137 | wMAIN-1691 | DB | 1993 COUNTRY CLUB ESTATES IMPROVEMENTS | 1993 | Target | Golf Course Dr | Office Max | 2.9996 | PVC | 8 |  | 75 | 160 | 479.9437 | 47.9944 | 79.1907 | 607.1288 | 44 |  | Potable | 1 | 1 | 1 | 1 | 2011-11-08 15:16 | BAXTER\todd.deboer | 155 | FIT-1463 | V-472 | 1DB08-1DB09 | {10F7E6C4-488A-4E05-9E86-371980DA5760}
1138 | wMAIN-1692 | DC | 1996 GOLF COURSE DRIVE IMPROVEMENTS | 1996 | Clearwater Rd | Office Max | Golf Course Dr | 369.3893 | PVC | 10 |  | 75 | 180 | 66490.0653 | 6649.0065 | 10970.8608 | 84109.9327 | 47 | CONNECTED TO EXISTING | Potable | 1 | 1 | 1 | 1 | 2011-11-08 15:16 | BAXTER\todd.deboer | 186 | FIT-1464 | FIT-1905 | 1DC13-1DC16 | {35183C0A-E640-4591-AABC-2B1B8C2B07FE}
1139 | wMAIN-1694 | CB | 1993 COUNTRY CLUB ESTATES IMPROVEMENTS | 1993 | Fairway Dr | Links Ln | None | 355.4998 | PVC | 8 |  | 75 | 160 | 56879.9676 | 5687.9968 | 9385.1946 | 71953.159 | 44 |  | Potable | 1 | 1 | 1 | 1 | 2011-11-08 15:16 | BAXTER\todd.deboer | 155 | FIT-1458 | FIT-1457 | 1CB01-1CB06 | {9D8929C0-93DA-494F-A241-F8741C05CFF5}
1140 | wMAIN-1697 | CB | 1993 COUNTRY CLUB ESTATES IMPROVEMENTS | 1993 | Fairway Dr | Links Ln | None | 275.0001 | PVC | 8 |  | 75 | 160 | 44000.0215 | 4400.0021 | 7260.0035 | 55660.0271 | 44 |  | Potable | 1 | 1 | 1 | 1 | 2011-11-08 15:16 | BAXTER\todd.deboer | 155 | FIT-1458 | FIT-1460 | 1CB01-1CB02 | {9901C3AB-3DD7-4CE1-97CA-8B4550BA27B8}
1141 | wMAIN-1699 | CB | 1993 COUNTRY CLUB ESTATES IMPROVEMENTS | 1993 | Fairway Dr | Links Ln | None | 2.9998 | PVC | 8 |  | 75 | 160 | 479.9726 | 47.9973 | 79.1955 | 607.1654 | 44 | STUB SOUTH | Potable | 1 | 1 | 1 | 1 | 2011-11-08 15:16 | BAXTER\todd.deboer | 155 | FIT-1460 | FIT-642 | 1CB02-1CB05 | {5D7B3619-384C-4F76-9B06-D77211BE0A91}
1142 | wMAIN-1700 | CB | 1993 COUNTRY CLUB ESTATES IMPROVEMENTS | 1993 | Fairway Dr | Links Ln | None | 3.0001 | PVC | 8 |  | 75 | 160 | 480.0208 | 48.0021 | 79.2034 | 607.2263 | 44 | STUB NORTH | Potable | 1 | 1 | 1 | 1 | 2011-11-08 15:16 | BAXTER\todd.deboer | 155 | FIT-1457 | FIT-641 | 1CB06-1CB09 | {7A19146F-94F8-4D84-A728-90D02E1CDF91}
1143 | wMAIN-1702 | DB | 1993 COUNTRY CLUB ESTATES IMPROVEMENTS | 1993 | Golf Course Dr | Links Ln | Target | 40.0001 | PVC | 8 |  | 75 | 160 | 6400.0087 | 640.0009 | 1056.0014 | 8096.011 | 44 |  | Potable | 1 | 1 | 1 | 1 | 2011-11-08 15:16 | BAXTER\todd.deboer | 155 | FIT-1461 | FIT-1462 | 1DB01-1DB02 | {BA939E1E-313E-4F73-9E92-E7DBD666D6A4}
1144 | wMAIN-1703 | DB | 1993 COUNTRY CLUB ESTATES IMPROVEMENTS | 1993 | Golf Course Dr | Links Ln | Target | 260.0362 | PVC | 8 |  | 75 | 160 | 41605.7906 | 4160.5791 | 6864.9555 | 52631.3251 | 44 |  | Potable | 1 | 1 | 1 | 1 | 2011-11-08 15:16 | BAXTER\todd.deboer | 155 | FIT-1461 | FIT-1459 | 1DB01-1DB06 | {7CF1D0D2-CB54-415D-B05B-4FEFAC325C71}
1145 | wMAIN-1704 | DB | 1993 COUNTRY CLUB ESTATES IMPROVEMENTS | 1993 | Golf Course Dr | Mills Bodyworks | Links Ln | 19.9999 | PVC | 8 |  | 75 | 160 | 3199.9875 | 319.9988 | 527.9979 | 4047.9842 | 44 |  | Potable | 1 | 1 | 1 | 1 | 2011-11-08 15:16 | BAXTER\todd.deboer | 155 | V-1261 | FIT-1459 | 1DB06-1DB07 | {BD07662C-C116-42E8-85D0-D0140C3D37F7}
1146 | wMAIN-1705 | DB | 1993 COUNTRY CLUB ESTATES IMPROVEMENTS | 1993 | Links Ln | Golf Course Dr | None | 206.1287 | PVC | 8 |  | 75 | 160 | 32980.5869 | 3298.0587 | 5441.7968 | 41720.4424 | 44 |  | Potable | 1 | 1 | 1 | 1 | 2014-08-07 10:37 | BAXTER\todd.deboer | 155 | wFIT-1458 |  | 1DB06-1CB01 | {90392AF4-181C-4956-BB25-4270125B54F4}
1147 | wMAIN-1707 | DA | EXCELSIOR ROAD EXTENSION, JACKSON STREET AND FRONTAGE ROAD IMPROVEMENTS | 1993 | Woida Rd | Dellwood Dr | Golf Course Dr | 3 | PVC | 6 |  | 75 | 140 | 420.0002 | 42 | 69.3 | 531.3002 | 44 |  | Potable | 1 | 1 | 1 | 1 | 2011-11-08 15:16 | BAXTER\todd.deboer | 176 | FIT-1486 | V-464 | 1DA36-1DA37 | {DB5F35F6-22B4-4BBC-8FC3-3211CB555DF4}
1148 | wMAIN-1708 | DZ | EXCELSIOR ROAD EXTENSION, JACKSON STREET AND FRONTAGE ROAD IMPROVEMENTS | 1993 | Woida Rd | Dellwood Dr | Golf Course Dr | 43.9999 | PVC | 6 |  | 75 | 140 | 6159.9882 | 615.9988 | 1016.398 | 7792.385 | 44 |  | Potable | 1 | 1 | 1 | 1 | 2011-11-08 15:16 | BAXTER\todd.deboer | 176 | V-464 |  | 1DA37-W.S. STUB | {B546627A-A2E8-4337-A3BB-3AB53860BA66}
1149 | wMAIN-1709 | DZ | EXCELSIOR ROAD EXTENSION, JACKSON STREET AND FRONTAGE ROAD IMPROVEMENTS | 1993 | Dellwood Dr | Menards | Woida Rd | 3 | PVC | 6 |  | 75 | 140 | 420.0019 | 42.0002 | 69.3003 | 531.3024 | 44 |  | Potable | 1 | 1 | 1 | 1 | 2011-11-08 15:16 | BAXTER\todd.deboer | 176 | FIT-24 | V-463 | 1DZ03-1DZ04 | {60B9F1CD-7187-42D0-9590-9D07FB3CCFC9}
1150 | wMAIN-1710 | DZ | EXCELSIOR ROAD EXTENSION, JACKSON STREET AND FRONTAGE ROAD IMPROVEMENTS | 1993 | Dellwood Dr | Menards | Woida Rd | 20 | PVC | 6 |  | 75 | 140 | 2799.9937 | 279.9994 | 461.999 | 3541.9921 | 44 |  | Potable | 1 | 1 | 1 | 1 | 2011-11-08 15:16 | BAXTER\todd.deboer | 176 | V-463 | FIT-643 | 1DZ04-1DZ05 | {25A3F64B-3339-47A0-B3F7-F7B7A9A89536}
1151 | wMAIN-1713 | DA | EXCELSIOR ROAD EXTENSION, JACKSON STREET AND FRONTAGE ROAD IMPROVEMENTS | 1993 | Dellwood Dr | Woida Rd | Mills Motor | 6 | PVC | 10 |  | 75 | 180 | 1080.0004 | 108 | 178.2001 | 1366.2005 | 44 |  | Potable | 1 | 1 | 1 | 1 | 2011-11-08 15:16 | BAXTER\todd.deboer | 176 |  |  | 1DA31-1DA32 | {74D41FF5-06A9-43DB-A282-745F48050E5D}
1152 | wMAIN-1715 | DA | EXCELSIOR ROAD EXTENSION, JACKSON STREET AND FRONTAGE ROAD IMPROVEMENTS | 1993 | Dellwood Dr | Woida Rd | Mills Motor | 48.9999 | PVC | 10 |  | 75 | 180 | 8819.985 | 881.9985 | 1455.2975 | 11157.2811 | 44 |  | Potable | 1 | 1 | 1 | 1 | 2011-11-08 15:16 | BAXTER\todd.deboer | 176 | FIT-1487 |  | 1DA28-1DA31 | {B220473B-8F15-4655-AA7B-D70216448F8E}
1153 | wMAIN-1717 | DA | EXCELSIOR ROAD EXTENSION, JACKSON STREET AND FRONTAGE ROAD IMPROVEMENTS | 1993 | Woida Rd | Edgewood Dr | Dellwood Dr | 597.4668 | PVC | 10 |  | 75 | 180 | 107544.0223 | 10754.4022 | 17744.7637 | 136043.1882 | 44 |  | Potable | 1 | 1 | 1 | 1 | 2011-11-08 15:16 | BAXTER\todd.deboer | 176 | V-448 |  | 1EA21-1DA33 | {1BDF9762-863B-4A37-8CCE-5ADBEB90FA29}
1154 | wMAIN-1718 | DA | EXCELSIOR ROAD EXTENSION, JACKSON STREET AND FRONTAGE ROAD IMPROVEMENTS | 1993 | Dellwood Dr | Menards | Woida Rd | 6 | PVC | 10 |  | 75 | 180 | 1080.0004 | 108 | 178.2001 | 1366.2005 | 44 |  | Potable | 1 | 1 | 1 | 1 | 2011-11-08 15:16 | BAXTER\todd.deboer | 176 |  | V-457 | 1DA32-1DA35 | {138F9D5C-D91D-42E7-9E6C-5CEA658E81C1}
1155 | wMAIN-1719 | DA | EXCELSIOR ROAD EXTENSION, JACKSON STREET AND FRONTAGE ROAD IMPROVEMENTS | 1993 | Dellwood Dr | Woida Rd | Mills Motor | 3.2099 | PVC | 6 |  | 75 | 140 | 449.3873 | 44.9387 | 74.1489 | 568.4749 | 44 |  | Potable | 1 | 1 | 1 | 1 | 2011-11-08 15:16 | BAXTER\todd.deboer | 176 | FIT-1489 |  | 1DA24-1DA25 | {FD43DB89-B3EC-4AF0-883C-B60B7400C252}
1156 | wMAIN-1721 | DB | EXCELSIOR ROAD EXTENSION, JACKSON STREET AND FRONTAGE ROAD IMPROVEMENTS | 1993 | Dellwood Dr | Mills Bodyworks | Aldi | 5.0276 | PVC | 6 |  | 75 | 140 | 703.8658 | 70.3866 | 116.1379 | 890.3902 | 44 |  | Potable | 1 | 1 | 1 | 1 | 2011-11-08 15:16 | BAXTER\todd.deboer | 176 | FIT-1494 | V-1244 | 1DB30-1DB31 | {710ED176-CDDC-478A-8F11-DF9992302F5E}
1157 | wMAIN-1726 | EB | EXCELSIOR ROAD EXTENSION, JACKSON STREET AND FRONTAGE ROAD IMPROVEMENTS | 1993 | Clearwater Rd | Edgewood Dr | Forest Dr | 4 | PVC | 10 |  | 75 | 180 | 720.0019 | 72.0002 | 118.8003 | 910.8024 | 44 |  | Potable | 1 | 1 | 1 | 1 | 2011-11-08 15:16 | BAXTER\todd.deboer | 176 | FIT-1501 | V-450 | 1EB01-1EB02 | {784B28AF-8C0F-4D0B-8FD8-D4F509D603B7}
1158 | wMAIN-1727 | EA | EXCELSIOR ROAD EXTENSION, JACKSON STREET AND FRONTAGE ROAD IMPROVEMENTS | 1993 | Woida Rd | Lynwood Dr | Edgewood Dr | 5.9999 | PVC | 10 |  | 75 | 180 | 1079.9764 | 107.9976 | 178.1961 | 1366.1701 | 44 |  | Potable | 1 | 1 | 1 | 1 | 2011-11-08 15:16 | BAXTER\todd.deboer | 176 | FIT-1979 | V-449 | 1EA19-1EA20 | {358A08B6-E547-4BCB-8DDF-3314E3B679F8}
1159 | wMAIN-1728 | EA | EXCELSIOR ROAD EXTENSION, JACKSON STREET AND FRONTAGE ROAD IMPROVEMENTS | 1993 | Woida Rd | Edgewood Dr | Dellwood Dr | 6.0003 | PVC | 10 |  | 75 | 180 | 1080.0477 | 108.0048 | 178.2079 | 1366.2604 | 44 |  | Potable | 1 | 1 | 1 | 1 | 2011-11-08 15:16 | BAXTER\todd.deboer | 176 | FIT-1979 | V-448 | 1EA19-1EA21 | {DB55778B-B654-4248-87F4-B32E6F670548}
1160 | wMAIN-1729 | EA | EXCELSIOR ROAD EXTENSION, JACKSON STREET AND FRONTAGE ROAD IMPROVEMENTS | 1993 | Edgewood Dr | Woida Rd | Arby's | 6 | PVC | 10 |  | 75 | 180 | 1079.9944 | 107.9994 | 178.1991 | 1366.1929 | 44 |  | Potable | 1 | 1 | 1 | 1 | 2011-11-08 15:16 | BAXTER\todd.deboer | 176 | FIT-1979 | V-446 | 1EA19-1EA22 | {1571C9F1-7EF7-4861-BF3F-0646122B6CEC}
1161 | wMAIN-1730 | EZ | EXCELSIOR ROAD EXTENSION, JACKSON STREET AND FRONTAGE ROAD IMPROVEMENTS | 1993 | Edgewood Dr | Woida Rd | Arby's | 109.0001 | PVC | 10 |  | 75 | 180 | 19620.0231 | 1962.0023 | 3237.3038 | 24819.3292 | 44 |  | Potable | 1 | 1 | 1 | 1 | 2011-11-08 15:16 | BAXTER\todd.deboer | 176 | V-446 | FIT-1839 | 1EA22-1EZ05 | {EB2E8DC0-15A0-4EAC-AE40-579F5BC7C473}
1162 | wMAIN-1737 | AD | EXCELSIOR ROAD EXTENSION, JACKSON STREET AND FRONTAGE ROAD IMPROVEMENTS | 1993 | Conservation Dr | Excelsior Rd | Lake 12 Theatre | 147.0002 | PVC | 10 |  | 75 | 180 | 26460.0386 | 2646.0039 | 4365.9064 | 33471.9488 | 44 | CONNECTED TO EXISTING | Potable | 1 | 1 | 1 | 1 | 2011-11-08 15:16 | BAXTER\todd.deboer | 176 | FIT-1980 | V-438 | 1AD15-1AD20 | {1FD43ACE-0C82-4464-AC7D-E9AE2D10746E}
1163 | wMAIN-1740 | BD | EXCELSIOR ROAD EXTENSION, JACKSON STREET AND FRONTAGE ROAD IMPROVEMENTS | 1993 | Excelsior Rd | Cypress Dr | Broadmor Dr | 41.0001 | PVC | 8 |  | 75 | 160 | 6560.014 | 656.0014 | 1082.4023 | 8298.4177 | 44 |  | Potable | 1 | 1 | 1 | 1 | 2011-11-08 15:16 | BAXTER\todd.deboer | 176 | V-428 | FIT-1511 | 1BD09-1BD10 | {29DF5890-AC0E-4F7E-B344-E4D314F9B017}
1164 | wMAIN-1741 | AD | EXCELSIOR ROAD EXTENSION, JACKSON STREET AND FRONTAGE ROAD IMPROVEMENTS | 1993 | Conservation Dr | Excelsior Rd | Lake 12 Theatre | 19.0001 | PVC | 6 |  | 75 | 140 | 2660.0116 | 266.0012 | 438.9019 | 3364.9147 | 44 | STUB EAST | Potable | 1 | 1 | 1 | 1 | 2011-11-08 15:16 | BAXTER\todd.deboer | 176 | V-440 | FIT-644 | 1AD18-1AD19 | {5C2659D5-9B74-4779-A900-CE26618D19D5}
1165 | wMAIN-1742 | AD | EXCELSIOR ROAD EXTENSION, JACKSON STREET AND FRONTAGE ROAD IMPROVEMENTS | 1993 | Conservation Dr | Excelsior Rd | Lake 12 Theatre | 39.0001 | PVC | 6 |  | 75 | 140 | 5460.0098 | 546.001 | 900.9016 | 6906.9123 | 44 | STUB WEST | Potable | 1 | 1 | 1 | 1 | 2011-11-08 15:16 | BAXTER\todd.deboer | 176 | V-439 | FIT-645 | 1AD16-1AD17 | {FC808A88-1F5D-4C67-95CE-174C50816F29}
1166 | wMAIN-1743 | AD | EXCELSIOR ROAD EXTENSION, JACKSON STREET AND FRONTAGE ROAD IMPROVEMENTS | 1993 | Conservation Dr | Excelsior Rd | Lakes 12 Theatre | 4.0001 | PVC | 6 |  | 75 | 140 | 560.0147 | 56.0015 | 92.4024 | 708.4185 | 44 |  | Potable | 1 | 1 | 1 | 1 | 2011-11-08 15:16 | BAXTER\todd.deboer | 176 | FIT-1980 | V-440 | 1AD15-1AD18 | {08ECD0A1-D386-440C-9ADB-C650BD06D2DB}
1167 | wMAIN-1744 | AD | EXCELSIOR ROAD EXTENSION, JACKSON STREET AND FRONTAGE ROAD IMPROVEMENTS | 1993 | Conservation Dr | Excelsior Rd | Lakes 12 Theatre | 3.9998 | PVC | 6 |  | 75 | 140 | 559.9748 | 55.9975 | 92.3958 | 708.3682 | 44 |  | Potable | 1 | 1 | 1 | 1 | 2011-11-08 15:16 | BAXTER\todd.deboer | 176 | FIT-1980 | V-439 | 1AD15-1AD16 | {37084B03-E19A-41F3-92DE-B5A9043BAE26}
1168 | wMAIN-1745 | AD | EXCELSIOR ROAD EXTENSION, JACKSON STREET AND FRONTAGE ROAD IMPROVEMENTS | 1993 | Conservation Dr | Northland Arboretum | Excelsior Rd | 36 | PVC | 8 |  | 75 | 160 | 5760.0042 | 576.0004 | 950.4007 | 7286.4053 | 44 |  | Potable | 1 | 1 | 1 | 1 | 2011-11-08 15:16 | BAXTER\todd.deboer | 176 | V-434 | FIT-1845 | 1AD21-1AD22 | {5AFF89BA-35BD-4AC1-AC1E-034DD1F9EA7E}
1169 | wMAIN-1746 | AD | EXCELSIOR ROAD EXTENSION, JACKSON STREET AND FRONTAGE ROAD IMPROVEMENTS | 1993 | Conservation Dr | Excelsior Rd | Lakes 12 Theatre | 4.0003 | PVC | 10 |  | 75 | 180 | 720.0561 | 72.0056 | 118.8093 | 910.8709 | 44 |  | Potable | 1 | 1 | 1 | 1 | 2011-11-08 15:16 | BAXTER\todd.deboer | 176 | FIT-1981 | V-436 | 1AD13-1AD14 | {F5DE3465-75B0-42EC-91F4-03F8D0161A5A}
1170 | wMAIN-1747 | AD | EXCELSIOR ROAD EXTENSION, JACKSON STREET AND FRONTAGE ROAD IMPROVEMENTS | 1993 | Excelsior Rd | Conservation Dr | Baxter Dr | 3.0369 | PVC | 8 |  | 75 | 160 | 485.9091 | 48.5909 | 80.175 | 614.675 | 44 |  | Potable | 1 | 1 | 1 | 1 | 2011-11-08 15:16 | BAXTER\todd.deboer | 176 |  | V-280 | 1AD63-1AD64 | {7B5EB95D-AC11-455D-A9B5-03F6F5C2623E}
1171 | wMAIN-1750 | AD | EXCELSIOR ROAD EXTENSION, JACKSON STREET AND FRONTAGE ROAD IMPROVEMENTS | 1993 | Conservation Dr | Northland Arboretum | Excelsior Rd | 1.9197 | PVC | 8 |  | 75 | 160 | 307.1468 | 30.7147 | 50.6792 | 388.5407 | 44 |  | Potable | 1 | 1 | 1 | 1 | 2011-11-08 15:16 | BAXTER\todd.deboer | 176 | FIT-1981 | FIT-330 | 1AD13-1AD78 | {580EB130-267C-46EA-B60D-B2261B3FED8E}
1172 | wMAIN-1751 | BD | EXCELSIOR ROAD EXTENSION, JACKSON STREET AND FRONTAGE ROAD IMPROVEMENTS | 1993 | Excelsior Rd | Broadmor Dr | Conservation Dr | 19.9999 | PVC | 8 |  | 75 | 160 | 3199.981 | 319.9981 | 527.9969 | 4047.976 | 44 | STUB SOUTHEAST | Potable | 1 | 1 | 1 | 1 | 2011-11-08 15:16 | BAXTER\todd.deboer | 176 | V-432 | FIT-646 | 1BD21-1BD22 | {E539F6DE-65A8-4B11-9C73-2F4BD1D9F9FE}
1173 | wMAIN-1752 | BD | EXCELSIOR ROAD EXTENSION, JACKSON STREET AND FRONTAGE ROAD IMPROVEMENTS | 1993 | Excelsior Rd | Broadmor Dr | Conservation Dr | 3 | PVC | 8 |  | 75 | 160 | 480.0069 | 48.0007 | 79.2011 | 607.2087 | 44 |  | Potable | 1 | 1 | 1 | 1 | 2011-11-08 15:16 | BAXTER\todd.deboer | 176 | FIT-1508 | V-432 | 1BD20-1BD21 | {1F973E2D-7266-4A57-A1E8-A922D4C5E6C6}
1174 | wMAIN-1753 | BD | EXCELSIOR ROAD EXTENSION, JACKSON STREET AND FRONTAGE ROAD IMPROVEMENTS | 1993 | Northern Lakes Senior Living | Excelsior Rd | None | 36.0537 | PVC | 8 |  | 75 | 160 | 5768.5952 | 576.8595 | 951.8182 | 7297.273 | 44 |  | Potable | 1 | 1 | 1 | 1 | 2016-11-23 08:58 | BAXTER\todd.deboer | 176 | wVLV-430 | wFIT-1509 | 1BD15-1BD16 | {54EE72DD-1B9D-4A81-A9AA-10F545FB9CED}
1175 | wMAIN-1755 | BD | EXCELSIOR ROAD EXTENSION, JACKSON STREET AND FRONTAGE ROAD IMPROVEMENTS | 1993 | Northern Lakes Senior Living | Excelsior Rd | None | 4.0002 | PVC | 8 |  | 75 | 160 | 640.0302 | 64.003 | 105.605 | 809.6382 | 44 |  | Potable | 1 | 1 | 1 | 1 | 2011-11-08 15:16 | BAXTER\todd.deboer | 176 | FIT-1510 | V-430 | 1BD14-1BD15 | {F33DAF3D-48E7-467B-B995-BCE01D9C4B7F}
1176 | wMAIN-1756 | BD | EXCELSIOR ROAD EXTENSION, JACKSON STREET AND FRONTAGE ROAD IMPROVEMENTS | 1993 | Excelsior Rd | Cypress Dr | Broadmor Dr | 6 | PVC | 8 |  | 75 | 160 | 959.9939 | 95.9994 | 158.399 | 1214.3923 | 44 |  | Potable | 1 | 1 | 1 | 1 | 2011-11-08 15:16 | BAXTER\todd.deboer | 176 | FIT-1512 | V-428 | 1BD08-1BD09 | {C45F1411-B37F-402D-A973-E1700AC611C2}
1177 | wMAIN-1757 | BD | EXCELSIOR ROAD EXTENSION, JACKSON STREET AND FRONTAGE ROAD IMPROVEMENTS | 1993 | Excelsior Rd | Cypress Dr | Broadmor Dr | 3.0001 | PVC | 8 |  | 75 | 160 | 480.0098 | 48.001 | 79.2016 | 607.2124 | 44 | STUB NORTHWEST | Potable | 1 | 1 | 1 | 1 | 2011-11-08 15:16 | BAXTER\todd.deboer | 176 | FIT-1511 | FIT-648 | 1BD10-1BD13 | {2C0F91C1-304A-4966-A6E7-60BBF9D1931F}
1178 | wMAIN-1769 | CF | 1993 INDUSTRIAL PARK IMPROVEMENTS | 1995 | Dogwood Dr | Industrial Park Rd | Goedderz Rd | 42.1926 | PVC | 8 |  | 75 | 160 | 6750.8197 | 675.082 | 1113.8853 | 8539.7869 | 46 | CONNECTED TO EXISTING | Potable | 1 | 1 | 1 | 1 | 2021-03-17 09:13 | BAXTER\tdeboer | 200 | wVLV-416 | wFIT-2341 | 1CF04-1CF05 | {0149D979-65D8-4DE2-9B34-4D71E02054C4}
1179 | wMAIN-1779 | ED | 1977 MUNICIPAL SANITARY SEWER AND WATER SYSTEMS CONSTRUCTION | 1977 | Edgewood Dr | Jersey Mike's Subs | None | 72.9998 | DIP | 10 |  | 75 | 180 | 13139.9554 | 1313.9955 | 2168.0926 | 16622.0436 | 28 |  | Potable | 1 | 1 | 1 | 1 | 2021-03-05 14:15 | BAXTER\tdeboer | 100 | wFIT-1504 | wVLV-401 | 1ED15-1EC17 | {5868C8AA-CCEF-4967-9F52-F6FC32052381}
1180 | wMAIN-1780 | ED | 1977 MUNICIPAL SANITARY SEWER AND WATER SYSTEMS CONSTRUCTION | 1977 | Edgewood Dr | Jersey Mike's Subs | None | 23.2998 | DIP | 6 |  | 75 | 140 | 3261.9725 | 326.1972 | 538.2255 | 4126.3952 | 28 |  | Potable | 1 | 1 | 1 | 1 | 2011-11-08 15:16 | BAXTER\todd.deboer | 100 | FIT-1504 |  | 1ED15-1ED16 | {8C81E38C-68B0-4885-823E-24954E8811C7}
1181 | wMAIN-1781 | ED | 1977 MUNICIPAL SANITARY SEWER AND WATER SYSTEMS CONSTRUCTION | 1977 | Edgewood Dr | Poncho & Lefty's | None | 42.8156 | DIP | 6 |  | 75 | 140 | 5994.1879 | 599.4188 | 989.041 | 7582.6477 | 28 |  | Potable | 1 | 1 | 1 | 1 | 2011-11-08 15:16 | BAXTER\todd.deboer | 100 | FIT-1506 |  | 1ED12-1ED13 | {82BD1C52-647F-4252-B366-C37BCDB0282D}
1182 | wMAIN-1784 | OE | WESTWOOD OAKS DEVELOPMENT | 1996 | Kelly Cir | Emily Rd | Kelly Cir | 347.9267 | PVC | 6 |  | 75 | 140 | 48709.7334 | 4870.9733 | 8037.106 | 61617.8128 | 47 |  | Potable | 1 | 1 | 1 | 1 | 2011-11-08 15:16 | BAXTER\todd.deboer | 296 | FIT-1641 | V-551 | 1OE12-1OE16 | {C272EDF6-D804-4D96-8DD6-E4ED24D0B045}
1183 | wMAIN-1785 | OE | WESTWOOD OAKS DEVELOPMENT | 1996 | Emily Cir | Emily Rd | Kelly Cir | 20.0002 | PVC | 6 |  | 75 | 140 | 2800.0234 | 280.0023 | 462.0039 | 3542.0296 | 47 |  | Potable | 1 | 1 | 1 | 1 | 2011-11-08 15:16 | BAXTER\todd.deboer | 296 | V-551 | FIT-1976 | 1OE16-1OE19 | {2AD254A2-9C9F-4D6A-97A7-93B789B6B48F}
1184 | wMAIN-1786 | OE | WESTWOOD OAKS DEVELOPMENT | 1996 | Kelly Cir | Kelly Dr | None | 19.9998 | PVC | 6 |  | 75 | 140 | 2799.9774 | 279.9977 | 461.9963 | 3541.9714 | 47 |  | Potable | 1 | 1 | 1 | 1 | 2011-11-08 15:16 | BAXTER\todd.deboer | 296 | FIT-1641 | V-550 | 1OE12-1OE13 | {A92BE15D-2EF2-40D0-B5F9-72B92B859ECA}
1185 | wMAIN-1787 | OE | WESTWOOD OAKS DEVELOPMENT | 1996 | Emily Rd | Kelly Rd | Kelly Dr | 57.9999 | PVC | 10 |  | 75 | 180 | 10439.9841 | 1043.9984 | 1722.5974 | 13206.5799 | 47 |  | Potable | 1 | 1 | 1 | 1 | 2011-11-08 15:16 | BAXTER\todd.deboer | 296 | FIT-1638 | V-548 | 1OE07-1OE17 | {BD97218B-D30C-44B4-AA5C-D6E89B8FBC8D}
1186 | wMAIN-1788 | OE | WESTWOOD OAKS DEVELOPMENT | 1996 | Emily Rd | Emily Rd | None | 11.9999 | PVC | 6 |  | 75 | 140 | 1679.986 | 167.9986 | 277.1977 | 2125.1823 | 47 |  | Potable | 1 | 1 | 1 | 1 | 2011-11-08 15:16 | BAXTER\todd.deboer | 296 | FIT-1638 | V-549 | 1OE07-1OE08 | {6554F12F-5231-4E18-A6A3-1D66AD80EB3B}
1187 | wMAIN-1789 | OE | WESTWOOD OAKS DEVELOPMENT | 1996 | Emily Cir | Kelly Rd | Kelly Dr | 10 | PVC | 10 |  | 75 | 180 | 1800.0066 | 180.0007 | 297.0011 | 2277.0083 | 47 |  | Potable | 1 | 1 | 1 | 1 | 2011-11-08 15:16 | BAXTER\todd.deboer | 296 | V-552 | FIT-1976 | 1OE18-1OE19 | {097923B4-62C4-415E-B5E6-9FCAA3106187}
1188 | wMAIN-1790 | OE | WESTWOOD OAKS DEVELOPMENT | 1996 | Emily Rd | Kelly Dr | Memorywood Dr | 23 | PVC | 10 |  | 75 | 180 | 4140.0047 | 414.0005 | 683.1008 | 5237.106 | 47 |  | Potable | 1 | 1 | 1 | 1 | 2011-11-08 15:16 | BAXTER\todd.deboer | 296 | FIT-1637 | FIT-1638 | 1OE04-1OE07 | {3E537D54-29CC-4115-A3E5-60BEAB2D6697}
1189 | wMAIN-1796 | DA | 1993 EXCELSIOR, JACKSON, EDGEWOOD & DELLWOOD | 1995 | Woida Rd | Dellwood Dr | Golf Course Dr | 6.022 | PVC | 10 |  | 75 |  | 0 | 0 | 0 | 0 | 46 |  | Potable | 1 | 1 | 1 | 1 | 2011-11-08 15:16 | BAXTER\todd.deboer |  |  |  | 1EA21- | {57EB3A8E-6C78-49DD-B085-E57E6493C5E2}
1190 | wMAIN-1797 | EF | MN 371 BY-PASS CONSTRUCTION |  | Costco | None | None | 0.33285 | PVC | 6 |  | 75 |  | 0 | 0 | 0 | 0 | -1949 |  | Potable | 1 | 1 | 1 | 1 | 2011-11-08 15:16 | BAXTER\todd.deboer |  |  |  | 1EF29- | {D12AD4DF-FA49-4D2C-A2AF-00AE2A364B96}
1193 | wMAIN-1804 | LF | SEWER AND WATER IMPROVEMENTS | 1989 | Maplewood Dr | Art Ward Dr | None | 317.4605 | PVC | 8 |  | 75 | 160 | 50793.6798 | 5079.368 | 8380.9572 | 64254.005 | 40 |  | Potable | 1 | 1 | 1 | 1 | 2011-11-08 15:16 | BAXTER\todd.deboer | 280 | V-538 | FIT-1602 | 1LF10-1LF11 | {0D195CED-F544-48C5-AE37-DE6DF4CC57C3}
1194 | wMAIN-1805 | LF | SEWER AND WATER IMPROVEMENTS | 1989 | Maplewood Dr | Art Ward Dr | None | 40.5809 | PVC | 8 |  | 75 | 160 | 6492.9517 | 649.2952 | 1071.337 | 8213.584 | 40 |  | Potable | 1 | 1 | 1 | 1 | 2011-11-08 15:16 | BAXTER\todd.deboer | 280 | FIT-1604 | V-539 | 1LF04-1LF07 | {45899F97-DFBB-4D55-A612-A548550F2DC0}
1195 | wMAIN-1806 | LG | SEWER AND WATER IMPROVEMENTS | 1989 | Maplewood Dr | Art Ward Dr | Fairview Rd | 12.0002 | PVC | 8 |  | 75 | 160 | 1920.0352 | 192.0035 | 316.8058 | 2428.8445 | 40 | CONNECT TO EXISTING | Potable | 1 | 1 | 1 | 1 | 2011-11-08 15:16 | BAXTER\todd.deboer | 280 | FIT-1606 | V-537 | 1LG16-1LG19 | {0A105F4F-EBB9-4C35-922B-36489DE3EE56}
1196 | wMAIN-1811 | LF | SEWER AND WATER IMPROVEMENTS | 1989 | Maplewood Dr | Art Ward Dr | None | 6.9997 | PVC | 8 |  | 75 | 160 | 1119.9515 | 111.9951 | 184.792 | 1416.7386 | 40 |  | Potable | 1 | 1 | 1 | 1 | 2011-11-08 15:16 | BAXTER\todd.deboer | 280 | FIT-1603 | V-538 | 1LF08-1LF10 | {B4753E06-53B0-4698-A5D0-87D3CF74EC3F}
1197 | wMAIN-1812 | LF | SEWER AND WATER IMPROVEMENTS | 1989 | Maplewood Dr | Art Ward Dr | None | 7.0002 | PVC | 8 |  | 75 | 160 | 1120.0292 | 112.0029 | 184.8048 | 1416.837 | 40 |  | Potable | 1 | 1 | 1 | 1 | 2011-11-08 15:16 | BAXTER\todd.deboer | 280 | V-539 | FIT-1603 | 1LF07-1LF08 | {60EDF3B8-4DA4-44E5-B966-E87AE5D3C25D}
1198 | wMAIN-1819 | JE | SEWER AND WATER IMPROVEMENTS | 1989 | Donald St | Kenwood Dr | Knollwood Dr | 567.6058 | PVC | 8 |  | 75 | 160 | 90816.9318 | 9081.6932 | 14984.7938 | 114883.4188 | 40 |  | Potable | 1 | 1 | 1 | 1 | 2011-11-08 15:16 | BAXTER\todd.deboer | 280 | V-526 | FIT-1594 | 1KE16-1JE01 | {9639BFD3-A096-4D5C-BF1E-B0D76EA77245}
1199 | wMAIN-1821 | JE | SEWER AND WATER IMPROVEMENTS | 1989 | Knollwood Dr | Donald St | Edmonton Rd | 30.0002 | PVC | 8 |  | 75 | 160 | 4800.0269 | 480.0027 | 792.0044 | 6072.034 | 40 |  | Potable | 1 | 1 | 1 | 1 | 2011-11-08 15:16 | BAXTER\todd.deboer | 280 | FIT-1594 | FIT-1593 | 1JE01-1JE02 | {598F2654-2B59-45EF-AE78-1EBD29428945}
1200 | wMAIN-1824 | JE | SEWER AND WATER IMPROVEMENTS | 1989 | Knollwood Dr | Donald St | Edmonton Rd | 107.022 | PVC | 8 |  | 75 | 160 | 17123.522 | 1712.3522 | 2825.3811 | 21661.2554 | 40 |  | Potable | 1 | 1 | 1 | 1 | 2011-11-08 15:16 | BAXTER\todd.deboer | 280 | FIT-1593 | V-1090 | 1JE02-1JE09 | {DAC8D4F4-49CA-4DCE-90CA-F663F7C038CD}
1201 | wMAIN-1826 | KE | SEWER AND WATER IMPROVEMENTS | 1989 | Kenwood Dr | Donald St | Kenwood Ct | 157.492 | PVC | 8 |  | 75 | 160 | 25198.7193 | 2519.8719 | 4157.7887 | 31876.3799 | 40 | STUB NORTH | Potable | 1 | 1 | 1 | 1 | 2011-11-08 15:16 | BAXTER\todd.deboer | 280 | FIT-1596 | FIT-637 | 1KE17-1KE20 | {5C72E08A-CE43-45BF-92BC-0817DD4C1C0D}
1202 | wMAIN-1828 | KE | SEWER AND WATER IMPROVEMENTS | 1989 | Kenwood Dr | Donald St | Kenwood Ct | 42.5082 | PVC | 8 |  | 75 | 160 | 6801.3125 | 680.1312 | 1122.2166 | 8603.6603 | 40 |  | Potable | 1 | 1 | 1 | 1 | 2011-11-08 15:16 | BAXTER\todd.deboer | 280 | FIT-1595 | FIT-1596 | 1KE15-1KE17 | {E30832D7-45D8-4043-A03A-0A8448F58815}
1203 | wMAIN-1829 | KE | SEWER AND WATER IMPROVEMENTS | 1989 | Kenwood Dr | Donald St | Kenwood Ct | 5 | PVC | 8 |  | 75 | 160 | 800.0077 | 80.0008 | 132.0013 | 1012.0098 | 40 |  | Potable | 1 | 1 | 1 | 1 | 2011-11-08 15:16 | BAXTER\todd.deboer | 280 | V-525 | FIT-1595 | 1KE14-1KE15 | {B815A789-7154-45AB-B427-FAE74E09A763}
1204 | wMAIN-1830 | KE | SEWER AND WATER IMPROVEMENTS | 1989 | Donald St | Kenwood Dr | Knollwood Dr | 5.0002 | PVC | 8 |  | 75 | 160 | 800.0262 | 80.0026 | 132.0043 | 1012.0332 | 40 |  | Potable | 1 | 1 | 1 | 1 | 2011-11-08 15:16 | BAXTER\todd.deboer | 280 | FIT-1595 | V-526 | 1KE15-1KE16 | {99AA8047-E484-4E33-8C77-F3B76685894A}
1205 | wMAIN-1831 | KE | SEWER AND WATER IMPROVEMENTS | 1989 | Kenwood Dr | Donald St | Kenwood Ct | 480.9617 | PVC | 8 |  | 75 | 160 | 76953.8668 | 7695.3867 | 12697.388 | 97346.6415 | 40 |  | Potable | 1 | 1 | 1 | 1 | 2011-11-08 15:16 | BAXTER\todd.deboer | 280 | V-522 | V-525 | 1KE13-1KE14 | {B2E78883-6598-47D5-95CB-CF931928F1DC}
1206 | wMAIN-1832 | KE | SEWER AND WATER IMPROVEMENTS | 1989 | Kenwood Dr | Kenwood Ct | Sandstone Rd | 8.0001 | PVC | 8 |  | 75 | 160 | 1280.0121 | 128.0012 | 211.202 | 1619.2153 | 40 |  | Potable | 1 | 1 | 1 | 1 | 2011-11-08 15:16 | BAXTER\todd.deboer | 280 | V-523 | FIT-1598 | 1KE01-1KE02 | {26E2EEF4-7613-4C1D-952A-A077799DC9EB}
1207 | wMAIN-1833 | KE | SEWER AND WATER IMPROVEMENTS | 1989 | Kenwood Dr | Donald St | Kenwood Ct | 8 | PVC | 8 |  | 75 | 160 | 1279.9963 | 127.9996 | 211.1994 | 1619.1953 | 40 |  | Potable | 1 | 1 | 1 | 1 | 2011-11-08 15:16 | BAXTER\todd.deboer | 280 | FIT-1598 | V-522 | 1KE02-1KE13 | {4E2C578A-C830-44A5-8EBB-6C7E8646C633}
1208 | wMAIN-1840 | NC | SEWER AND WATER IMPROVEMENTS | 1989 | Cottage Grove Ter | Cottage Grove Dr | Memorywood Dr | 38.8347 | PVC | 10 |  | 75 | 180 | 6990.2422 | 699.0242 | 1153.39 | 8842.6564 | 40 |  | Potable | 1 | 1 | 1 | 1 | 2021-03-08 12:33 | BAXTER\tdeboer | 280 | wVLV-515 | wFIT-1626 | 1NC02-1NC03 | {5BFE77CD-FAFB-4DCA-93A6-D3F5555DDA5C}
1209 | wMAIN-1841 | ND | SEWER AND WATER IMPROVEMENTS | 1989 | Memorywood Dr | Cottage Grove Ter | Circle Pines Rd | 31.9727 | PVC | 10 |  | 75 | 180 | 5755.0807 | 575.5081 | 949.5883 | 7280.1771 | 40 |  | Potable | 1 | 1 | 1 | 1 | 2021-03-08 12:37 | BAXTER\tdeboer | 280 | wVLV-513 | wFIT-1629 | 1ND02-1ND03 | {E0433F70-2451-4FFE-85D8-655668DFFB51}
1210 | wMAIN-1842 | NC | SEWER AND WATER IMPROVEMENTS | 1989 | Cottage Grove Ter | Cottage Grove Dr | Memorywood Dr | 2.7512 | PVC | 10 |  | 75 | 180 | 495.2179 | 49.5218 | 81.711 | 626.4507 | 40 |  | Potable | 1 | 1 | 1 | 1 | 2021-03-08 12:31 | BAXTER\tdeboer | 280 | wFIT-1627 | wVLV-515 | 1NC01-1NC02 | {C815A075-6EBA-4448-87A6-EA367F3DB266}
1211 | wMAIN-1845 | ND | SEWER AND WATER IMPROVEMENTS | 1989 | Memorywood Dr | Cottage Grove Ter | Circle Pines Rd | 3.3283 | PVC | 10 |  | 75 | 180 | 599.0992 | 59.9099 | 98.8514 | 757.8605 | 40 |  | Potable | 1 | 1 | 1 | 1 | 2021-03-08 12:36 | BAXTER\tdeboer | 280 | wFIT-1630 | wVLV-513 | 1ND01-1ND02 | {D6EB6766-E2AF-4C15-9E4A-A2DA2AD47507}
1212 | wMAIN-1846 | NE | SEWER AND WATER IMPROVEMENTS | 1989 | Memorywood Dr | Kelly Dr | Memorywood Dr | 34.3853 | PVC | 10 |  | 75 | 180 | 6189.3524 | 618.9352 | 1021.2431 | 7829.5307 | 40 |  | Potable | 1 | 1 | 1 | 1 | 2021-03-08 12:41 | BAXTER\tdeboer | 280 | wVLV-511 | wFIT-1636 | 1NE05-1OE01 | {C03380D1-D45D-4CA2-8AC3-F1587892B6C7}
1213 | wMAIN-1848 | OG | SEWER AND WATER IMPROVEMENTS | 1989 | Oak St | Honeysuckle Way | Memorywood Dr | 61.5943 | PVC | 10 |  | 75 | 180 | 11086.9727 | 1108.6973 | 1829.3505 | 14025.0205 | 40 |  | Potable | 1 | 1 | 1 | 1 | 2021-03-08 12:49 | BAXTER\tdeboer | 280 | wVLV-493 | wFIT-1654 | 1NG02-1OG15 | {B35B03EF-69C3-4691-8FAF-BDFB02449482}
1214 | wMAIN-1849 | NG | SEWER AND WATER IMPROVEMENTS | 1989 | Oak St | Honeysuckle Way | Memorywood Dr | 2.993 | PVC | 10 |  | 75 | 180 | 538.7439 | 53.8744 | 88.8927 | 681.511 | 40 |  | Potable | 1 | 1 | 1 | 1 | 2021-03-08 12:49 | BAXTER\tdeboer | 280 | wFIT-1655 | wVLV-493 | 1NG01-1NG02 | {4AA64F8F-9F52-4056-87D5-C3378AE22162}
1215 | wMAIN-1851 | NG | SEWER AND WATER IMPROVEMENTS | 1989 | Memorywood Dr | Travine Dr | Oak St | 550.8733 | PVC | 10 |  | 75 | 180 | 99157.1952 | 9915.7195 | 16360.9372 | 125433.8519 | 40 |  | Potable | 1 | 1 | 1 | 1 | 2021-03-08 13:01 | BAXTER\tdeboer | 280 | wVLV-491 | wFIT-1648 | 1NG03-1NG04 | {6C6BB00B-9EB1-4B9D-9A70-6FE383C86E26}
1216 | wMAIN-1852 | OG | SEWER AND WATER IMPROVEMENTS | 1989 | Oak St | Honeysuckle Way | Memorywood Dr | 78.0163 | PVC | 10 |  | 75 | 180 | 14042.9353 | 1404.2935 | 2317.0843 | 17764.3131 | 40 |  | Potable | 1 | 1 | 1 | 1 | 2021-03-08 12:49 | BAXTER\tdeboer | 280 | wFIT-1654 | wVLV-373 | 1OG15-1OG01 | {36E11945-E4FE-4AA2-A613-2EC183A09CD5}
1217 | wMAIN-1853 | NH | SEWER AND WATER IMPROVEMENTS | 1989 | Memorywood Dr | Oak St | Fairview Rd | 362.4315 | PVC | 10 |  | 75 | 180 | 65237.6634 | 6523.7663 | 10764.2145 | 82525.6442 | 40 |  | Potable | 1 | 1 | 1 | 1 | 2021-03-08 12:50 | BAXTER\tdeboer | 280 | wVLV-508 | wFIT-1656 | 1NH17-1NH18 | {0EE87496-335F-459A-99BE-00021888C07F}
1218 | wMAIN-1861 | NH | 1981 UTILITY IMPROVEMENTS | 1981 | Memorywood Dr | Oak St | Fairview Rd | 5.2204 | PVC | 10 |  | 75 | 180 | 939.6732 | 93.9673 | 155.0461 | 1188.6866 | 32 |  | Potable | 1 | 1 | 1 | 1 | 2021-03-08 12:50 | BAXTER\tdeboer | 102 | wFIT-1657 | wVLV-508 | 1NH03-1NH17 | {776BE126-621F-405E-9456-DAC5398C75AF}
1219 | wMAIN-1862 | NC | SEWER AND WATER IMPROVEMENTS | 1989 | Cottage Grove Ter | Cottage Grove Dr | Memorywood Dr | 3.0078 | PVC | 10 |  | 75 | 180 | 541.3966 | 54.1397 | 89.3304 | 684.8667 | 40 |  | Potable | 1 | 1 | 1 | 1 | 2021-03-08 12:33 | BAXTER\tdeboer | 280 | wFIT-1626 | wFIT-414 | 1NC03-1NC06 | {A10D1255-F569-4A39-902C-902A73424BDA}
1220 | wMAIN-1868 | NE | SEWER AND WATER IMPROVEMENTS | 1989 | Memorywood Dr | Kelly Dr | Memorywood Dr | 6.3506 | PVC | 10 |  | 75 | 180 | 1143.1013 | 114.3101 | 188.6117 | 1446.0232 | 40 |  | Potable | 1 | 1 | 1 | 1 | 2021-03-08 12:42 | BAXTER\tdeboer | 280 | wFIT-1635 | wVLV-511 | 1NE04-1NE05 | {FC2D6B03-902D-42FD-BA30-47950C3BBA4D}
1221 | wMAIN-1888 | FF | 1999 FORTHUN ROAD IMPROVEMENTS | 1999 | Home Depot | Forthun Rd | None | 19.2623 | PVC | 8 |  | 75 | 160 | 3081.97 | 308.197 | 508.5251 | 3898.6921 | 50 | CONNECTED TO EXISTING | Potable | 1 | 1 | 1 | 1 | 2011-11-08 15:16 | BAXTER\todd.deboer | 181 | FIT-1907 | V-477 | 1FF07-1FF06 | {B3D6AF6D-D1BA-4252-AC2E-4C94243C38F4}
1222 | wMAIN-1889 | FF | 1999 FORTHUN ROAD IMPROVEMENTS | 1999 | Home Depot | Forthun Rd | None | 3.7378 | PVC | 8 |  | 75 | 160 | 598.0524 | 59.8052 | 98.6786 | 756.5362 | 50 |  | Potable | 1 | 1 | 1 | 1 | 2011-11-08 15:16 | BAXTER\todd.deboer | 181 | V-477 | FIT-1569 | 1FF06-1FF05 | {FDAA3C9E-DA92-4056-A974-AE1C8297BD2F}
1223 | wMAIN-1890 | FF | 1999 FORTHUN ROAD IMPROVEMENTS | 1999 | Forthun Rd | Isle Dr | Rose Dr | 248.1586 | PVC | 8 |  | 75 | 160 | 39705.3722 | 3970.5372 | 6551.3864 | 50227.2958 | 50 |  | Potable | 1 | 1 | 1 | 1 | 2011-11-08 15:16 | BAXTER\todd.deboer | 181 | FIT-1570 | FIT-1571 | 1FF13-1FF16 | {025E0532-E485-49D1-B42B-D154BDFC9C60}
1224 | wMAIN-1891 | FF | 1999 FORTHUN ROAD IMPROVEMENTS | 1999 | Home Depot | Forthun Rd | None | 2.5476 | PVC | 8 |  | 75 | 160 | 407.6126 | 40.7613 | 67.2561 | 515.63 | 50 |  | Potable | 1 | 1 | 1 | 1 | 2011-11-08 15:16 | BAXTER\todd.deboer | 181 | V-478 | FIT-1571 | 1FF17-1FF16 | {80D94DD6-D8CF-42AA-8E37-42532E489BBA}
1225 | wMAIN-1894 | DC | 1996 GOLF COURSE DRIVE IMPROVEMENTS | 1996 | Golf Course Dr | Clearwater Rd | Universal Rd | 49.9999 | PVC | 10 |  | 75 | 180 | 8999.9821 | 899.9982 | 1484.997 | 11384.9773 | 47 | STUB SOUTHWEST | Potable | 1 | 1 | 1 | 1 | 2011-11-08 15:16 | BAXTER\todd.deboer | 186 | V-474 | FIT-640 | 1DC06-1DC07 | {65E437B2-5382-44C5-B322-7BAC0F5C0BEC}
1226 | wMAIN-1895 | DC | 1996 GOLF COURSE DRIVE IMPROVEMENTS | 1996 | Golf Course Dr | Clearwater Rd | Universal Rd | 3.0001 | PVC | 10 |  | 75 | 180 | 540.013 | 54.0013 | 89.1022 | 683.1165 | 47 |  | Potable | 1 | 1 | 1 | 1 | 2011-11-08 15:16 | BAXTER\todd.deboer | 186 | FIT-1467 | V-474 | 1DC05-1DC06 | {745FF9F2-0DE7-440D-AEFE-C22FB8A43C20}
1227 | wMAIN-1899 | DH | INDUSTRIAL PARK IMPROVEMENTS PHASE 3 | 2001 | Douglas Fir Dr | None | None | 5.3478 | PVC | 8 |  | 75 | 160 | 855.6536 | 85.5654 | 141.1828 | 1082.4017 | 52 | STUB EAST | Potable | 1 | 1 | 1 | 1 | 2011-11-08 15:16 | BAXTER\todd.deboer | 199 | FIT-1417 | FIT-631 | 1DH14-1DH17 | {2C2416E6-5B4F-4A8F-BF69-DBA372FC590B}
1228 | wMAIN-1900 | DH | INDUSTRIAL PARK IMPROVEMENTS PHASE 3 | 2001 | Douglas Fir Dr | None | None | 61.4939 | PVC | 8 |  | 75 | 160 | 9839.0202 | 983.902 | 1623.4383 | 12446.3606 | 52 |  | Potable | 1 | 1 | 1 | 1 | 2011-11-08 15:16 | BAXTER\todd.deboer | 199 | V-652 | FIT-1417 | 1DH13-1DH14 | {1E332B7F-9542-4CE5-8B47-286E63398AF5}
1229 | wMAIN-1901 | BG | INDUSTRIAL PARK IMPROVEMENTS PHASE 3 | 2001 | Cypress Dr | College Rd | Hastings Rd | 280.028 | PVC | 12 |  | 75 | 200 | 56005.6071 | 5600.5607 | 9240.9252 | 70847.0929 | 52 |  | Potable | 1 | 1 | 1 | 1 | 2011-11-08 15:16 | BAXTER\todd.deboer | 199 | FIT-1972 | FIT-1896 | 1BH06-1BG27 | {C9A1164F-AB05-49EE-8C8D-ADE4FBB4A304}
1230 | wMAIN-1902 | BH | INDUSTRIAL PARK IMPROVEMENTS PHASE 3 | 2001 | Cypress Dr | College Rd | Hastings Rd | 374.4642 | PVC | 12 |  | 75 | 200 | 74892.84 | 7489.284 | 12357.3186 | 94739.4427 | 52 |  | Potable | 1 | 1 | 1 | 1 | 2011-11-08 15:16 | BAXTER\todd.deboer | 199 | V-623 | FIT-1972 | 1BH05-1BH06 | {0975111F-8836-4199-AB18-66A05C48DF21}
1231 | wMAIN-1903 | BH | INDUSTRIAL PARK IMPROVEMENTS PHASE 3 | 2001 | Cypress Dr | College Rd | Hastings Rd | 4.4834 | PVC | 12 |  | 75 | 200 | 896.6853 | 89.6685 | 147.9531 | 1134.3069 | 52 |  | Potable | 1 | 1 | 1 | 1 | 2011-11-08 15:16 | BAXTER\todd.deboer | 199 | FIT-1971 | V-623 | 1BH02-1BH05 | {8306B8B8-461E-4B25-853C-4C1C8D58F9B4}
1232 | wMAIN-1904 | BH | INDUSTRIAL PARK IMPROVEMENTS PHASE 3 | 2001 | Cypress Dr | Cypress Courts | None | 4.4773 | PVC | 12 |  | 75 | 200 | 895.4509 | 89.5451 | 147.7494 | 1132.7454 | 52 |  | Potable | 1 | 1 | 1 | 1 | 2011-11-08 15:16 | BAXTER\todd.deboer | 199 | FIT-1971 | V-621 | 1BH02-1BH24 | {2AEC09BA-0CF8-4C3F-AD6D-E725775B368C}
1233 | wMAIN-1905 | BH | INDUSTRIAL PARK IMPROVEMENTS PHASE 3 | 2001 | Cypress Dr | Cypress Courts | None | 94.0518 | PVC | 12 |  | 75 | 200 | 18810.3672 | 1881.0367 | 3103.7106 | 23795.1146 | 52 |  | Potable | 1 | 1 | 1 | 1 | 2011-11-08 15:16 | BAXTER\todd.deboer | 199 | V-621 | FIT-1446 | 1BH24-1BH11 | {CE14217C-7930-4CA3-A264-C4AE19F2315E}
1234 | wMAIN-1906 | BH | INDUSTRIAL PARK IMPROVEMENTS PHASE 3 | 2001 | Hastings Rd | Cypress Dr | Dogwood Dr | 4.4208 | PVC | 12 |  | 75 | 200 | 884.1616 | 88.4162 | 145.8867 | 1118.4644 | 52 |  | Potable | 1 | 1 | 1 | 1 | 2011-11-08 15:16 | BAXTER\todd.deboer | 199 | V-622 | FIT-1971 | 1BH01-1BH02 | {901F5597-59FF-4CC2-9750-713A4FCE8199}
1235 | wMAIN-1907 | BH | INDUSTRIAL PARK IMPROVEMENTS PHASE 3 | 2001 | Hastings Rd | Cypress Dr | Dogwood Dr | 355.7907 | PVC | 12 |  | 75 | 200 | 71158.1485 | 7115.8148 | 11741.0945 | 90015.0578 | 52 |  | Potable | 1 | 1 | 1 | 1 | 2011-11-08 15:16 | BAXTER\todd.deboer | 199 | FIT-1445 | V-622 | 1CH48-1BH01 | {3421593A-0DBC-4473-B89A-C9C508F197F3}
1236 | wMAIN-1908 | DH | INDUSTRIAL PARK IMPROVEMENTS PHASE 3 | 2001 | Douglas Fir Dr | Hastings Rd | College Rd | 400.7119 | PVC | 10 |  | 75 | 180 | 72128.1428 | 7212.8143 | 11901.1436 | 91242.1006 | 52 |  | Potable | 1 | 1 | 1 | 1 | 2011-11-08 15:16 | BAXTER\todd.deboer | 199 | FIT-1969 | V-632 | 1DH21-1DH29 | {FC1D1D40-1974-429E-BB82-6B89B0E49836}
1237 | wMAIN-1909 | CH | INDUSTRIAL PARK IMPROVEMENTS PHASE 3 | 2001 | Hastings Rd | Dogwood Dr | Douglas Fir Dr | 276.299 | PVC | 12 |  | 75 | 200 | 55259.7919 | 5525.9792 | 9117.8657 | 69903.6368 | 52 |  | Potable | 1 | 1 | 1 | 1 | 2011-11-08 15:16 | BAXTER\todd.deboer | 199 | V-633 | FIT-1431 | 1DH38-1CH01 | {D676355C-CC11-46C8-885A-C32A238A578B}
1238 | wMAIN-1910 | DH | INDUSTRIAL PARK IMPROVEMENTS PHASE 3 | 2001 | Hastings Rd | Douglas Fir Dr | Evergreen Dr | 66.662 | PVC | 12 |  | 75 | 200 | 13332.3973 | 1333.2397 | 2199.8456 | 16865.4826 | 52 |  | Potable | 1 | 1 | 1 | 1 | 2011-11-08 15:16 | BAXTER\todd.deboer | 199 | V-635 | FIT-1421 | 1DH31-1DH32 | {AF9903CD-7449-4E1E-B8E7-00C9668F7FA3}
1239 | wMAIN-1911 | CH | INDUSTRIAL PARK IMPROVEMENTS PHASE 3 | 2001 | Hastings Rd | Dogwood Dr | Douglas Fir Dr | 3.8128 | PVC | 12 |  | 75 | 200 | 762.5616 | 76.2562 | 125.8227 | 964.6404 | 52 |  | Potable | 1 | 1 | 1 | 1 | 2011-11-08 15:16 | BAXTER\todd.deboer | 199 | V-607 | FIT-1970 | 1CH16-1CH17 | {90735722-B26A-436F-AFA9-4977AA296924}
1240 | wMAIN-1912 | CH | INDUSTRIAL PARK IMPROVEMENTS PHASE 3 | 2001 | Hastings Rd | Dogwood Dr | Douglas Fir Dr | 52.3646 | PVC | 12 |  | 75 | 200 | 10472.9221 | 1047.2922 | 1728.0321 | 13248.2464 | 52 |  | Potable | 1 | 1 | 1 | 1 | 2011-11-08 15:16 | BAXTER\todd.deboer | 199 | FIT-1437 | V-607 | 1CH10-1CH16 | {A1AE9CC3-36D2-4EF2-B941-13C99182E3FD}
1241 | wMAIN-1913 | CH | INDUSTRIAL PARK IMPROVEMENTS PHASE 3 | 2001 | Hastings Rd | Dogwood Dr | Douglas Fir Dr | 248.4111 | PVC | 12 |  | 75 | 200 | 49682.2195 | 4968.2219 | 8197.5662 | 62848.0076 | 52 |  | Potable | 1 | 1 | 1 | 1 | 2011-11-08 15:16 | BAXTER\todd.deboer | 199 | FIT-1432 | FIT-1437 | 1CH07-1CH10 | {B9499DA3-9D6D-4175-A3A0-FDFF1607B9FA}
1242 | wMAIN-1914 | CH | INDUSTRIAL PARK IMPROVEMENTS PHASE 3 | 2001 | Hastings Rd | Dogwood Dr | Douglas Fir Dr | 69.7939 | PVC | 12 |  | 75 | 200 | 13958.7786 | 1395.8779 | 2303.1985 | 17657.8549 | 52 |  | Potable | 1 | 1 | 1 | 1 | 2011-11-08 15:16 | BAXTER\todd.deboer | 199 | FIT-1431 | FIT-19 | 1CH01-1CH63 | {7E79B521-541A-48BA-AE8B-65A24882E7EA}
1243 | wMAIN-1915 | CH | INDUSTRIAL PARK IMPROVEMENTS PHASE 3 | 2001 | Hastings Rd | Dogwood Dr | Douglas Fir Dr | 40.0089 | PVC | 8 |  | 75 | 160 | 6401.4252 | 640.1425 | 1056.2352 | 8097.8029 | 52 | STUB NORTHWEST | Potable | 1 | 1 | 1 | 1 | 2017-06-29 08:19 | BAXTER\todd.deboer | 199 | wVLV-629 | wFIT-609 | 1CH08-1CH09 | {A9D87CF4-1EFE-405C-98CA-9BE75F7BC040}
1244 | wMAIN-1916 | CH | INDUSTRIAL PARK IMPROVEMENTS PHASE 3 | 2001 | Hastings Rd | Dogwood Dr | Douglas Fir Dr | 4.231 | PVC | 8 |  | 75 | 160 | 676.9556 | 67.6956 | 111.6977 | 856.3488 | 52 |  | Potable | 1 | 1 | 1 | 1 | 2011-11-08 15:16 | BAXTER\todd.deboer | 199 | FIT-1432 | V-629 | 1CH07-1CH08 | {ECA361F3-0AE6-4F66-8278-69F2EE796367}
1245 | wMAIN-1919 | CH | INDUSTRIAL PARK IMPROVEMENTS PHASE 3 | 2001 | Hastings Rd | Dogwood Dr | Douglas Fir Dr | 6.016 | PVC | 8 |  | 75 | 160 | 962.5541 | 96.2554 | 158.8214 | 1217.6309 | 52 | STUB NORTHWEST | Potable | 1 | 1 | 1 | 1 | 2011-11-08 15:16 | BAXTER\todd.deboer | 199 | FIT-1436 | FIT-610 | 1CH12-1CH15 | {A22750AA-EBC9-45F3-8BA8-797839314DF6}
1246 | wMAIN-1920 | CH | INDUSTRIAL PARK IMPROVEMENTS PHASE 3 | 2001 | Hastings Rd | Dogwood Dr | Douglas Fir Dr | 30.7333 | PVC | 8 |  | 75 | 160 | 4917.3255 | 491.7326 | 811.3587 | 6220.4168 | 52 |  | Potable | 1 | 1 | 1 | 1 | 2011-11-08 15:16 | BAXTER\todd.deboer | 199 | V-627 | FIT-1436 | 1CH11-1CH12 | {367F0567-307C-4C90-B5CC-9BD776031905}
1247 | wMAIN-1921 | CH | INDUSTRIAL PARK IMPROVEMENTS PHASE 3 | 2001 | Hastings Rd | Dogwood Dr | Douglas Fir Dr | 4.7852 | PVC | 8 |  | 75 | 160 | 765.6298 | 76.563 | 126.3289 | 968.5216 | 52 |  | Potable | 1 | 1 | 1 | 1 | 2011-11-08 15:16 | BAXTER\todd.deboer | 199 | FIT-1437 | V-627 | 1CH10-1CH11 | {525DA66F-6321-4862-A73E-6227C5AF13D0}
1248 | wMAIN-1922 | CH | INDUSTRIAL PARK IMPROVEMENTS PHASE 3 | 2001 | Hastings Rd | Dogwood Dr | Lindar Corporation | 6.3779 | PVC | 8 |  | 75 | 160 | 1020.4597 | 102.046 | 168.3759 | 1290.8816 | 52 | STUB SOUTHEAST | Potable | 1 | 1 | 1 | 1 | 2011-11-08 15:16 | BAXTER\todd.deboer | 199 | FIT-1430 | FIT-611 | 1CH03-1CH06 | {DAF92F47-C2D3-4D3F-995B-5800F9376EEF}
1249 | wMAIN-1923 | CH | INDUSTRIAL PARK IMPROVEMENTS PHASE 3 | 2001 | Dogwood Dr | College Rd | Hastings Rd | 194.6463 | PVC | 8 |  | 75 | 160 | 31143.4114 | 3114.3411 | 5138.6629 | 39396.4154 | 52 |  | Potable | 1 | 1 | 1 | 1 | 2011-11-08 15:16 | BAXTER\todd.deboer | 199 | FIT-1433 | V-656 | 1CH25-1CG29 | {3BD859C2-78A5-485F-ACE7-22C68AA99073}
1250 | wMAIN-1924 | CH | INDUSTRIAL PARK IMPROVEMENTS PHASE 3 | 2001 | Dogwood Dr | College Rd | Hastings Rd | 24.9412 | PVC | 8 |  | 75 | 160 | 3990.5884 | 399.0588 | 658.4471 | 5048.0944 | 52 | STUB EAST | Potable | 1 | 1 | 1 | 1 | 2011-11-08 15:16 | BAXTER\todd.deboer | 199 | V-655 | FIT-612 | 1CH26-1CH27 | {1759A0EA-80E3-4194-836E-CA61CDE5A045}
1251 | wMAIN-1925 | CH | INDUSTRIAL PARK IMPROVEMENTS PHASE 3 | 2001 | Dogwood Dr | College Rd | Hastings Rd | 3.1732 | PVC | 8 |  | 75 | 160 | 507.7175 | 50.7718 | 83.7734 | 642.2627 | 52 |  | Potable | 1 | 1 | 1 | 1 | 2011-11-08 15:16 | BAXTER\todd.deboer | 199 | FIT-1433 | V-655 | 1CH25-1CH26 | {CD995D22-BB75-4C1E-AC5A-CB8648AD4A56}
1252 | wMAIN-1926 | CH | INDUSTRIAL PARK IMPROVEMENTS PHASE 3 | 2001 | Dogwood Dr | College Rd | Hastings Rd | 108.6127 | PVC | 8 |  | 75 | 160 | 17378.0338 | 1737.8034 | 2867.3756 | 21983.2127 | 52 |  | Potable | 1 | 1 | 1 | 1 | 2011-11-08 15:16 | BAXTER\todd.deboer | 199 | FIT-1434 | FIT-1433 | 1CH22-1CH25 | {F1301A3F-B7A6-4FF7-AB41-95F66C1B9973}
1253 | wMAIN-1927 | CH | INDUSTRIAL PARK IMPROVEMENTS PHASE 3 | 2001 | Dogwood Dr | College Rd | Hastings Rd | 107.2579 | PVC | 8 |  | 75 | 160 | 17161.2712 | 1716.1271 | 2831.6097 | 21709.008 | 52 |  | Potable | 1 | 1 | 1 | 1 | 2011-11-08 15:16 | BAXTER\todd.deboer | 199 | FIT-1435 | FIT-1434 | 1CH19-1CH22 | {96B578A5-59BB-4491-8CB8-7E3B5F8A3915}
1254 | wMAIN-1928 | CH | INDUSTRIAL PARK IMPROVEMENTS PHASE 3 | 2001 | Dogwood Dr | College Rd | Hastings Rd | 22.9361 | PVC | 8 |  | 75 | 160 | 3669.7793 | 366.9779 | 605.5136 | 4642.2708 | 52 | STUB EAST | Potable | 1 | 1 | 1 | 1 | 2011-11-08 15:16 | BAXTER\todd.deboer | 199 | V-653 | FIT-614 | 1CH20-1CH21 | {48D150F2-672D-4A86-B78B-74871E1B1AD0}
1255 | wMAIN-1929 | CH | INDUSTRIAL PARK IMPROVEMENTS PHASE 3 | 2001 | Dogwood Dr | College Rd | Hastings Rd | 3.0001 | PVC | 8 |  | 75 | 160 | 480.0237 | 48.0024 | 79.2039 | 607.23 | 52 |  | Potable | 1 | 1 | 1 | 1 | 2011-11-08 15:16 | BAXTER\todd.deboer | 199 | FIT-1435 | V-653 | 1CH19-1CH20 | {C0F237AB-5470-400F-9233-1AD927E93113}
1256 | wMAIN-1930 | CH | INDUSTRIAL PARK IMPROVEMENTS PHASE 3 | 2001 | Dogwood Dr | College Rd | Hastings Rd | 4.3575 | PVC | 8 |  | 75 | 160 | 697.2072 | 69.7207 | 115.0392 | 881.9672 | 52 |  | Potable | 1 | 1 | 1 | 1 | 2011-11-08 15:16 | BAXTER\todd.deboer | 199 | FIT-1970 | V-604 | 1CH17-1CH18 | {5570B7BA-A6D1-413C-965A-19CC65C56837}
1257 | wMAIN-1931 | CH | INDUSTRIAL PARK IMPROVEMENTS PHASE 3 | 2001 | Dogwood Dr | Lindar Corporation | None | 56.7526 | PVC | 8 |  | 75 | 160 | 9080.4193 | 908.0419 | 1498.2692 | 11486.7304 | 52 | STUB SOUTH | Potable | 1 | 1 | 1 | 1 | 2011-11-08 15:16 | BAXTER\todd.deboer | 199 | V-606 | FIT-615 | 1CH29-1CH30 | {AE637177-77BF-479B-977C-17E31631758B}
1258 | wMAIN-1932 | CH | INDUSTRIAL PARK IMPROVEMENTS PHASE 3 | 2001 | Dogwood Dr | Lindar Corporation | None | 2.3683 | PVC | 8 |  | 75 | 160 | 378.9345 | 37.8935 | 62.5242 | 479.3522 | 52 |  | Potable | 1 | 1 | 1 | 1 | 2011-11-08 15:16 | BAXTER\todd.deboer | 199 | FIT-1970 | V-606 | 1CH17-1CH29 | {6AA69238-5CAB-4CDF-B903-C3946F3BB0C4}
1259 | wMAIN-1933 | CH | INDUSTRIAL PARK IMPROVEMENTS PHASE 3 | 2001 | Hastings Rd | Cypress Dr | Dogwood Dr | 301.3211 | PVC | 12 |  | 75 | 200 | 60264.2191 | 6026.4219 | 9943.5962 | 76234.2372 | 52 |  | Potable | 1 | 1 | 1 | 1 | 2011-11-08 15:16 | BAXTER\todd.deboer | 199 | V-605 | FIT-1441 | 1CH28-1CH31 | {3B2706EF-4B3A-4932-98B4-B945A53FD2EC}
1260 | wMAIN-1934 | CH | INDUSTRIAL PARK IMPROVEMENTS PHASE 3 | 2001 | Hastings Rd | Cypress Dr | Dogwood Dr | 2.5901 | PVC | 12 |  | 75 | 200 | 518.0197 | 51.802 | 85.4732 | 655.2949 | 52 |  | Potable | 1 | 1 | 1 | 1 | 2011-11-08 15:16 | BAXTER\todd.deboer | 199 | FIT-1970 | V-605 | 1CH17-1CH28 | {E38CD7FF-2620-4859-92B9-75715186C9B5}
1261 | wMAIN-1935 | BG | INDUSTRIAL PARK IMPROVEMENTS PHASE 3 | 2001 | Berrywood Apartments | Cypress Dr | None | 5.1876 | PVC | 8 |  | 75 | 160 | 830.0151 | 83.0015 | 136.9525 | 1049.9691 | 52 |  | Potable | 1 | 1 | 1 | 1 | 2011-11-08 15:16 | BAXTER\todd.deboer | 199 | FIT-1972 | V-660 | 1BH06-1BG25 | {E3E821C2-FD9C-406F-8727-05644DA3135D}
1262 | wMAIN-1936 | BG | INDUSTRIAL PARK IMPROVEMENTS PHASE 3 | 2001 | Berrywood Apartments | Cypress Dr | None | 41.2209 | PVC | 8 |  | 75 | 160 | 6595.3509 | 659.5351 | 1088.2329 | 8343.1189 | 52 |  | Potable | 1 | 1 | 1 | 1 | 2011-11-08 15:16 | BAXTER\todd.deboer | 199 | V-660 | FIT-1418 | 1BG25-1BG26 | {F64AD812-328C-4408-AD98-3CCFA07DEF2E}
1263 | wMAIN-1940 | BH | INDUSTRIAL PARK IMPROVEMENTS PHASE 3 | 2001 | Berrywood Apartments | None | None | 39.0042 | PVC | 8 |  | 75 | 160 | 6240.6683 | 624.0668 | 1029.7103 | 7894.4453 | 52 | STUB EAST | Potable | 1 | 1 | 1 | 1 | 2012-08-13 10:41 | BAXTER\Todd.DeBoer | 199 | wVLV-659 | wFIT-617 | 1BH07-1BH08 | {CD794E11-EC5D-4AC0-963E-563A02C74C85}
1264 | wMAIN-1941 | BH | INDUSTRIAL PARK IMPROVEMENTS PHASE 3 | 2001 | Berrywood Apartments | Cypress Dr | None | 5.2351 | PVC | 8 |  | 75 | 160 | 837.6216 | 83.7622 | 138.2076 | 1059.5914 | 52 |  | Potable | 1 | 1 | 1 | 1 | 2011-11-08 15:16 | BAXTER\todd.deboer | 199 | FIT-1972 | V-659 | 1BH06-1BH07 | {B15A47F7-7949-4040-A107-969C02FF99A9}
1265 | wMAIN-1944 | CH | INDUSTRIAL PARK IMPROVEMENTS PHASE 3 | 2001 | Nor-Son | Vision Electrical Services | Hastings Rd | 4.1673 | PVC | 8 |  | 75 | 160 | 666.768 | 66.6768 | 110.0167 | 843.4615 | 52 |  | Potable | 1 | 1 | 1 | 1 | 2011-11-08 15:16 | BAXTER\todd.deboer | 199 | FIT-1445 | V-625 | 1CH48-1CH49 | {E59D28C1-74AF-4405-8396-1B7D64B63D3E}
1266 | wMAIN-1945 | CH | INDUSTRIAL PARK IMPROVEMENTS PHASE 3 | 2001 | Hastings Rd | Cypress Dr | Dogwood Dr | 3.657 | PVC | 12 |  | 75 | 200 | 731.4036 | 73.1404 | 120.6816 | 925.2256 | 52 |  | Potable | 1 | 1 | 1 | 1 | 2011-11-08 15:16 | BAXTER\todd.deboer | 199 | FIT-1444 | FIT-1445 | 1CH45-1CH48 | {497A9561-F340-4586-B348-73F7A450ED39}
1267 | wMAIN-1948 | BH | INDUSTRIAL PARK IMPROVEMENTS PHASE 3 | 2001 | Hastings Rd | Cypress Dr | Dogwood Dr | 32.1767 | PVC | 8 |  | 75 | 160 | 5148.2683 | 514.8268 | 849.4643 | 6512.5594 | 52 | STUB EAST | Potable | 1 | 1 | 1 | 1 | 2011-11-08 15:16 | BAXTER\todd.deboer | 199 | V-624 | FIT-618 | 1BH03-1BH04 | {39E029BC-5F78-4BBE-B3C2-95A3FFC2C731}
1268 | wMAIN-1949 | BH | INDUSTRIAL PARK IMPROVEMENTS PHASE 3 | 2001 | Cypress Dr | Cypress Courts | None | 1.8909 | PVC | 12 |  | 75 | 200 | 378.1742 | 37.8174 | 62.3987 | 478.3904 | 52 |  | Potable | 1 | 1 | 1 | 1 | 2011-11-08 15:16 | BAXTER\todd.deboer | 199 | FIT-1971 | FIT-327 | 1BH02-1BH78 | {36CBDB91-7216-43B8-B28A-6409AF5FE499}
1269 | wMAIN-1950 | BH | INDUSTRIAL PARK IMPROVEMENTS PHASE 3 | 2001 | Cypress Dr | Cypress Courts | None | 131.5252 | PVC | 12 |  | 75 | 200 | 26305.0317 | 2630.5032 | 4340.3302 | 33275.8651 | 52 |  | Potable | 1 | 1 | 1 | 1 | 2011-11-08 15:16 | BAXTER\todd.deboer | 199 | FIT-1446 | FIT-1416 | 1BH11-1BH14 | {60DFD87E-31FE-4292-801E-E26B10166D9A}
1270 | wMAIN-1953 | BH | INDUSTRIAL PARK IMPROVEMENTS PHASE 3 | 2001 | Cypress Dr | Cypress Courts | None | 32.5572 | PVC | 8 |  | 75 | 160 | 5209.1507 | 520.9151 | 859.5099 | 6589.5757 | 52 | STUB EAST | Potable | 1 | 1 | 1 | 1 | 2011-11-08 15:16 | BAXTER\todd.deboer | 199 | V-620 | FIT-619 | 1BH17-1BH18 | {682B06E1-F1D7-45F3-92A9-23A466D112DA}
1271 | wMAIN-1954 | BH | INDUSTRIAL PARK IMPROVEMENTS PHASE 3 | 2001 | Cypress Dr | Cypress Courts | None | 4.9815 | PVC | 8 |  | 75 | 160 | 797.0371 | 79.7037 | 131.5111 | 1008.252 | 52 |  | Potable | 1 | 1 | 1 | 1 | 2011-11-08 15:16 | BAXTER\todd.deboer | 199 | FIT-1447 | V-620 | 1BH16-1BH17 | {3E09D27F-77B4-48FF-9AB5-7AF6055D629C}
1272 | wMAIN-1955 | BH | INDUSTRIAL PARK IMPROVEMENTS PHASE 3 | 2001 | Cypress Dr | Cypress Courts | None | 44.8466 | PVC | 12 |  | 75 | 200 | 8969.327 | 896.9327 | 1479.939 | 11346.1987 | 52 |  | Potable | 1 | 1 | 1 | 1 | 2011-11-08 15:16 | BAXTER\todd.deboer | 199 | FIT-1447 | FIT-1448 | 1BH16-1BH19 | {64692E6C-6D92-4293-A678-817E7E7F5720}
1273 | wMAIN-1959 | BH | INDUSTRIAL PARK IMPROVEMENTS PHASE 3 | 2001 | Hinckley Rd | Berrywood Dr | Cypress Dr | 210.171 | PVC | 10 |  | 75 | 180 | 37830.7823 | 3783.0782 | 6242.0791 | 47855.9396 | 52 |  | Potable | 1 | 1 | 1 | 1 | 2011-11-08 15:16 | BAXTER\todd.deboer | 199 | FIT-832 | V-617 | 1BH69-1BH28 | {6EE4D178-EA82-47C8-AB01-334F5777E8FF}
1274 | wMAIN-1960 | BH | INDUSTRIAL PARK IMPROVEMENTS PHASE 3 | 2001 | Hinckley Rd | Berrywood Dr | Cypress Dr | 4.4455 | PVC | 10 |  | 75 | 180 | 800.1933 | 80.0193 | 132.0319 | 1012.2445 | 52 |  | Potable | 1 | 1 | 1 | 1 | 2011-11-08 15:16 | BAXTER\todd.deboer | 199 | FIT-1973 | V-617 | 1BH23-1BH28 | {4CB12767-A2A0-47F4-8C36-F458F2E649DA}
1275 | wMAIN-1961 | BH | INDUSTRIAL PARK IMPROVEMENTS PHASE 3 | 2001 | Cypress Dr | Cypress Courts | None | 4.3761 | PVC | 12 |  | 75 | 200 | 875.23 | 87.523 | 144.4129 | 1107.1659 | 52 |  | Potable | 1 | 1 | 1 | 1 | 2011-11-08 15:16 | BAXTER\todd.deboer | 199 | V-616 | FIT-1973 | 1BH22-1BH23 | {AAB72C92-C4C9-43CC-A5AD-546923CAF602}
1276 | wMAIN-1962 | BH | INDUSTRIAL PARK IMPROVEMENTS PHASE 3 | 2001 | Cypress Dr | Cypress Courts | None | 4.3413 | PVC | 12 |  | 75 | 200 | 868.255 | 86.8255 | 143.2621 | 1098.3425 | 52 |  | Potable | 1 | 1 | 1 | 1 | 2011-11-08 15:16 | BAXTER\todd.deboer | 199 | FIT-1973 | V-618 | 1BH23-1BH25 | {45327CA9-A5CD-487C-A461-89F321B78B0D}
1277 | wMAIN-1963 | BH | INDUSTRIAL PARK IMPROVEMENTS PHASE 3 | 2001 | Cypress Dr | Cypress Courts | None | 70.2979 | PVC | 12 |  | 75 | 200 | 14059.5788 | 1405.9579 | 2319.8305 | 17785.3672 | 52 | STUB SOUTHEAST | Potable | 1 | 1 | 1 | 1 | 2011-11-08 15:16 | BAXTER\todd.deboer | 199 | V-618 | FIT-620 | 1BH25-1BH26 | {37EB940E-8F6F-491D-9950-7116BA19D75A}
1278 | wMAIN-1964 | BH | INDUSTRIAL PARK IMPROVEMENTS PHASE 3 | 2001 | Hinckley Rd | Cypress Dr | Lindar Corporation | 5.9288 | PVC | 10 |  | 75 | 180 | 1067.1777 | 106.7178 | 176.0843 | 1349.9798 | 52 |  | Potable | 1 | 1 | 1 | 1 | 2011-11-08 15:16 | BAXTER\todd.deboer | 199 | V-615 | FIT-1973 | 1BH27-1BH23 | {A8166AA5-9FE0-482C-B143-0A72790BFD1C}
1279 | wMAIN-1965 | CI | INDUSTRIAL PARK IMPROVEMENTS PHASE 3 | 2001 | Hinckley Rd | Cypress Dr | Lindar Corporation | 26.4382 | PVC | 8 |  | 75 | 160 | 4230.1085 | 423.0109 | 697.9679 | 5351.0873 | 52 | STUB SOUTH | Potable | 1 | 1 | 1 | 1 | 2011-11-08 15:16 | BAXTER\todd.deboer | 199 | V-614 | FIT-621 | 1CI12-1CI13 | {6BF0EE52-6A9C-43BC-B63A-4A04E22CBDD4}
1280 | wMAIN-1966 | CI | INDUSTRIAL PARK IMPROVEMENTS PHASE 3 | 2001 | Hinckley Rd | Cypress Dr | Lindar Corporation | 3.1172 | PVC | 8 |  | 75 | 160 | 498.7552 | 49.8755 | 82.2946 | 630.9254 | 52 |  | Potable | 1 | 1 | 1 | 1 | 2011-11-08 15:16 | BAXTER\todd.deboer | 199 | FIT-1450 | V-614 | 1CI11-1CI12 | {D05420C3-B6A8-4B4A-993D-379CAD1894EE}
1281 | wMAIN-1967 | CI | INDUSTRIAL PARK IMPROVEMENTS PHASE 3 | 2001 | Hinckley Rd | Cypress Dr | Lindar Corporation | 24.0319 | PVC | 10 |  | 75 | 180 | 4325.7409 | 432.5741 | 713.7473 | 5472.0623 | 52 |  | Potable | 1 | 1 | 1 | 1 | 2011-11-08 15:16 | BAXTER\todd.deboer | 199 | FIT-1451 | FIT-1450 | 1CI09-1CI11 | {A7EF37DF-6DF7-4C00-ABF4-DFA61EBC4806}
1282 | wMAIN-1968 | CI | INDUSTRIAL PARK IMPROVEMENTS PHASE 3 | 2001 | Hinckley Rd | Lindar Corporation | None | 434.5379 | PVC | 10 |  | 75 | 180 | 78216.8179 | 7821.6818 | 12905.7749 | 98944.2746 | 52 |  | Potable | 1 | 1 | 1 | 1 | 2011-11-08 15:16 | BAXTER\todd.deboer | 199 | FIT-1975 | FIT-1451 | 1CI05-1CI09 | {F51BF023-8A4C-40D5-9519-E15CBB9EE6A6}
1283 | wMAIN-1969 | CI | INDUSTRIAL PARK IMPROVEMENTS PHASE 3 | 2001 | Lindar Corporation | Hinckley Rd | None | 2.667 | PVC | 8 |  | 75 | 160 | 426.7125 | 42.6712 | 70.4076 | 539.7913 | 52 |  | Potable | 1 | 1 | 1 | 1 | 2011-11-08 15:16 | BAXTER\todd.deboer | 199 | FIT-1451 | V-613 | 1CI09-1CI10 | {4E933862-41EC-430E-80DD-45CFCA007AFE}
1284 | wMAIN-1970 | CH | INDUSTRIAL PARK IMPROVEMENTS PHASE 3 | 2001 | Lindar Corporation | Hinckley Rd | None | 42.2965 | PVC | 8 |  | 75 | 160 | 6767.4371 | 676.7437 | 1116.6271 | 8560.8079 | 52 |  | Potable | 1 | 1 | 1 | 1 | 2011-11-08 15:16 | BAXTER\todd.deboer | 199 | V-613 | FIT-1438 | 1CI10-1CH39 | {9B4A7218-46B4-4E2F-A8F5-BF13052359CE}
1285 | wMAIN-1971 | CH | INDUSTRIAL PARK IMPROVEMENTS PHASE 3 | 2001 | Nor-Son | Hastings Rd | None | 30.3893 | PVC | 8 |  | 75 | 160 | 4862.293 | 486.2293 | 802.2783 | 6150.8006 | 52 | STUB NORTHWEST | Potable | 1 | 1 | 1 | 1 | 2011-11-08 15:16 | BAXTER\todd.deboer | 199 | V-608 | FIT-622 | 1CH43-1CH44 | {7923B86F-1C6E-4293-8806-967F79542D73}
1286 | wMAIN-1972 | CH | INDUSTRIAL PARK IMPROVEMENTS PHASE 3 | 2001 | Nor-Son | Hastings Rd | None | 3.3877 | PVC | 8 |  | 75 | 160 | 542.0354 | 54.2035 | 89.4358 | 685.6748 | 52 |  | Potable | 1 | 1 | 1 | 1 | 2011-11-08 15:16 | BAXTER\todd.deboer | 199 | FIT-1442 | V-608 | 1CH42-1CH43 | {D8F59699-4C96-4E6E-982C-46676E47E702}
1287 | wMAIN-1973 | CH | INDUSTRIAL PARK IMPROVEMENTS PHASE 3 | 2001 | Hastings Rd | Cypress Dr | Dogwood Dr | 4.8124 | PVC | 12 |  | 75 | 200 | 962.4781 | 96.2478 | 158.8089 | 1217.5348 | 52 |  | Potable | 1 | 1 | 1 | 1 | 2011-11-08 15:16 | BAXTER\todd.deboer | 199 | FIT-1441 | FIT-1442 | 1CH31-1CH42 | {27275DFD-471A-4DCA-96C4-C7DEEE8C9343}
1288 | wMAIN-1974 | CH | INDUSTRIAL PARK IMPROVEMENTS PHASE 3 | 2001 | Lindar Corporation | Hastings Rd | None | 57.1267 | PVC | 8 |  | 75 | 160 | 9140.2652 | 914.0265 | 1508.1438 | 11562.4355 | 52 |  | Potable | 1 | 1 | 1 | 1 | 2011-11-08 15:16 | BAXTER\todd.deboer | 199 | V-609 | FIT-1440 | 1CH32-1CH33 | {CBCCEAD0-4748-4B08-8202-E87C2E114380}
1289 | wMAIN-1975 | CH | INDUSTRIAL PARK IMPROVEMENTS PHASE 3 | 2001 | Lindar Corporation | Hastings Rd | None | 3.3829 | PVC | 8 |  | 75 | 160 | 541.2616 | 54.1262 | 89.3082 | 684.6959 | 52 |  | Potable | 1 | 1 | 1 | 1 | 2011-11-08 15:16 | BAXTER\todd.deboer | 199 | FIT-1441 | V-609 | 1CH31-1CH32 | {B3553AB9-6363-4503-8CF6-90E784E98CD8}
1290 | wMAIN-1982 | CI | INDUSTRIAL PARK IMPROVEMENTS PHASE 3 | 2001 | Hinckley Rd | Lindar Corporation | None | 203.0339 | PVC | 10 |  | 75 | 180 | 36546.0939 | 3654.6094 | 6030.1055 | 46230.8088 | 52 |  | Potable | 1 | 1 | 1 | 1 | 2011-11-08 15:16 | BAXTER\todd.deboer | 199 | FIT-1452 | FIT-1975 | 1CI03-1CI05 | {D661715A-31DF-4E78-9994-C850BE557209}
1291 | wMAIN-1983 | CI | INDUSTRIAL PARK IMPROVEMENTS PHASE 3 | 2001 | Hinckley Rd | Lindar Corporation | Douglas Fir Dr | 229.7314 | PVC | 10 |  | 75 | 180 | 41351.6504 | 4135.165 | 6823.0223 | 52309.8378 | 52 |  | Potable | 1 | 1 | 1 | 1 | 2011-11-08 15:16 | BAXTER\todd.deboer | 199 | FIT-1453 | FIT-1452 | 1CI01-1CI03 | {9EBC3332-8EEC-4961-9F9A-FB82C0DE13AB}
1292 | wMAIN-1984 | CI | INDUSTRIAL PARK IMPROVEMENTS PHASE 3 | 2001 | Lindar Corporation | Hinckley Rd | None | 28.356 | PVC | 8 |  | 75 | 160 | 4536.9633 | 453.6963 | 748.5989 | 5739.2586 | 52 | STUB SOUTH | Potable | 1 | 1 | 1 | 1 | 2011-11-08 15:16 | BAXTER\todd.deboer | 199 | V-642 | FIT-623 | 1CI07-1CI08 | {B410C6AD-B7BE-4F3E-8526-DA430B652A45}
1293 | wMAIN-1985 | CI | INDUSTRIAL PARK IMPROVEMENTS PHASE 3 | 2001 | Lindar Corporation | Hinckley Rd | None | 3.4284 | PVC | 8 |  | 75 | 160 | 548.537 | 54.8537 | 90.5086 | 693.8993 | 52 |  | Potable | 1 | 1 | 1 | 1 | 2011-11-08 15:16 | BAXTER\todd.deboer | 199 | FIT-1975 | V-642 | 1CI05-1CI07 | {A95C27AB-56B1-4155-9BCD-E9C373C9052F}
1294 | wMAIN-1986 | CI | INDUSTRIAL PARK IMPROVEMENTS PHASE 3 | 2001 | Lindar Corporation | Hinckley Rd | None | 3.4287 | PVC | 8 |  | 75 | 160 | 548.5849 | 54.8585 | 90.5165 | 693.9599 | 52 |  | Potable | 1 | 1 | 1 | 1 | 2011-11-08 15:16 | BAXTER\todd.deboer | 199 | FIT-1975 | V-643 | 1CI05-1CI06 | {FD9219E4-26CB-45C3-A321-BEDABDB8E131}
1295 | wMAIN-1987 | CH | INDUSTRIAL PARK IMPROVEMENTS PHASE 3 | 2001 | Lindar Corporation | Hinckley Rd | None | 41.5157 | PVC | 8 |  | 75 | 160 | 6642.5063 | 664.2506 | 1096.0135 | 8402.7705 | 52 |  | Potable | 1 | 1 | 1 | 1 | 2011-11-08 15:16 | BAXTER\todd.deboer | 199 | V-643 | FIT-1419 | 1CI06-1CH59 | {17B3177A-EBCE-4785-ABC3-EC41ED2DCA2B}
1296 | wMAIN-1988 | CH | INDUSTRIAL PARK IMPROVEMENTS PHASE 3 | 2001 | Lindar Corporation | Hinckley Rd | None | 6.3253 | PVC | 8 |  | 75 | 160 | 1012.0471 | 101.2047 | 166.9878 | 1280.2396 | 52 | STUB NORTH | Potable | 1 | 1 | 1 | 1 | 2011-11-08 15:16 | BAXTER\todd.deboer | 199 | FIT-1419 | FIT-624 | 1CH59-1CH62 | {7B9F86ED-59FC-4C70-B5D8-C05E04A8E243}
1297 | wMAIN-1991 | CI | INDUSTRIAL PARK IMPROVEMENTS PHASE 3 | 2001 | Hinckley Rd | Lindar Corporation | Douglas Fir Dr | 71.3336 | PVC | 10 |  | 75 | 180 | 12840.0482 | 1284.0048 | 2118.608 | 16242.661 | 52 |  | Potable | 1 | 1 | 1 | 1 | 2011-11-08 15:16 | BAXTER\todd.deboer | 199 | V-639 | FIT-1453 | 1DI05-1CI01 | {DD8D60A3-2169-424A-90A5-B0E8CFA1D841}
1298 | wMAIN-1992 | DI | INDUSTRIAL PARK IMPROVEMENTS PHASE 3 | 2001 | Hinckley Rd | Lindar Corporation | Douglas Fir Dr | 4.4976 | PVC | 10 |  | 75 | 180 | 809.5637 | 80.9564 | 133.578 | 1024.0981 | 52 |  | Potable | 1 | 1 | 1 | 1 | 2011-11-08 15:16 | BAXTER\todd.deboer | 199 | FIT-1454 | V-639 | 1DI02-1DI05 | {0D9A4C11-4742-4D02-A177-ADAE721BD7D8}
1299 | wMAIN-1993 | CI | INDUSTRIAL PARK IMPROVEMENTS PHASE 3 | 2001 | Lindar Corporation | Hinckley Rd | None | 5.4858 | PVC | 8 |  | 75 | 160 | 877.7231 | 87.7723 | 144.8243 | 1110.3197 | 52 |  | Potable | 1 | 1 | 1 | 1 | 2011-11-08 15:16 | BAXTER\todd.deboer | 199 | FIT-1452 | V-662 | 1CI03-1CI04 | {6C716A2B-C135-432C-8542-4AFB8DF3985C}
1300 | wMAIN-1994 | CH | INDUSTRIAL PARK IMPROVEMENTS PHASE 3 | 2001 | Lindar Corporation | Hinckley Rd | None | 45.3747 | PVC | 8 |  | 75 | 160 | 7259.9518 | 725.9952 | 1197.892 | 9183.839 | 52 | STUB NORTH | Potable | 1 | 1 | 1 | 1 | 2011-11-08 15:16 | BAXTER\todd.deboer | 199 | V-662 | FIT-625 | 1CI04-1CH58 | {39DDDDA3-8379-4B4C-A848-8C7201709F07}
1301 | wMAIN-1995 | CI | INDUSTRIAL PARK IMPROVEMENTS PHASE 3 | 2001 | Hinckley Rd | Lindar Corporation | Douglas Fir Dr | 5.5524 | PVC | 8 |  | 75 | 160 | 888.3912 | 88.8391 | 146.5845 | 1123.8148 | 52 |  | Potable | 1 | 1 | 1 | 1 | 2011-11-08 15:16 | BAXTER\todd.deboer | 199 | FIT-1453 | V-640 | 1CI01-1CI02 | {1C29C0BE-9E98-4513-ACEC-615E44F2D1FA}
1302 | wMAIN-1996 | CH | INDUSTRIAL PARK IMPROVEMENTS PHASE 3 | 2001 | Hinckley Rd | Lindar Corporation | Douglas Fir Dr | 38.5539 | PVC | 8 |  | 75 | 160 | 6168.6283 | 616.8628 | 1017.8237 | 7803.3148 | 52 |  | Potable | 1 | 1 | 1 | 1 | 2011-11-08 15:16 | BAXTER\todd.deboer | 199 | V-640 | FIT-1420 | 1CI02-1CH54 | {EA807934-02C6-4B88-8C0D-4970540E155F}
1303 | wMAIN-1997 | CH | INDUSTRIAL PARK IMPROVEMENTS PHASE 3 | 2001 | Hinckley Rd | Lindar Corporation | Douglas Fir Dr | 5.9999 | PVC | 8 |  | 75 | 160 | 959.9904 | 95.999 | 158.3984 | 1214.3878 | 52 | STUB NORTH | Potable | 1 | 1 | 1 | 1 | 2011-11-08 15:16 | BAXTER\todd.deboer | 199 | FIT-1420 | FIT-626 | 1CH54-1CH57 | {ACCCEFC5-4363-4C27-A620-284C484A1EBC}
1304 | wMAIN-2000 | DI | INDUSTRIAL PARK IMPROVEMENTS PHASE 3 | 2001 | Douglas Fir Dr | Hinckley Rd | Hastings Rd | 2.4742 | PVC | 12 |  | 75 | 200 | 494.8473 | 49.4847 | 81.6498 | 625.9819 | 52 |  | Potable | 1 | 1 | 1 | 1 | 2011-11-08 15:16 | BAXTER\todd.deboer | 199 | V-638 | FIT-1454 | 1DI01-1DI02 | {BDF2661F-9331-4A47-A419-B8C7460576BE}
1305 | wMAIN-2001 | DI | INDUSTRIAL PARK IMPROVEMENTS PHASE 3 | 2001 | Douglas Fir Dr | Hinckley Rd | Hastings Rd | 3.8269 | PVC | 12 |  | 75 | 200 | 765.3877 | 76.5388 | 126.289 | 968.2155 | 52 |  | Potable | 1 | 1 | 1 | 1 | 2011-11-08 15:16 | BAXTER\todd.deboer | 199 | FIT-1454 | V-637 | 1DI02-1DI03 | {11A7A6C6-76C7-4412-98E2-FE5E19AF33BC}
1306 | wMAIN-2002 | DI | INDUSTRIAL PARK IMPROVEMENTS PHASE 3 | 2001 | Douglas Fir Dr | Hinckley Rd | Hastings Rd | 46.3815 | PVC | 12 |  | 75 | 200 | 9276.3053 | 927.6305 | 1530.5904 | 11734.5262 | 52 | STUB SOUTH | Potable | 1 | 1 | 1 | 1 | 2011-11-08 15:16 | BAXTER\todd.deboer | 199 | V-637 | FIT-627 | 1DI03-1DI04 | {9C3F650E-E8A8-420C-B192-FA6511E41B8D}
1307 | wMAIN-2003 | DH | INDUSTRIAL PARK IMPROVEMENTS PHASE 3 | 2001 | Hastings Rd | Douglas Fir Dr | Evergreen Dr | 59.2623 | PVC | 12 |  | 75 | 200 | 11852.4529 | 1185.2453 | 1955.6547 | 14993.353 | 52 |  | Potable | 1 | 1 | 1 | 1 | 2011-11-08 15:16 | BAXTER\todd.deboer | 199 | FIT-1421 | FIT-1925 | 1DH32-1DH37 | {D1B231B9-8E31-4CFF-B79D-80FEF6FC5A7C}
1308 | wMAIN-2004 | DH | INDUSTRIAL PARK IMPROVEMENTS PHASE 3 | 2001 | Hastings Rd | Douglas Fir Dr | Evergreen Dr | 7.5788 | PVC | 8 |  | 75 | 160 | 1212.6115 | 121.2611 | 200.0809 | 1533.9535 | 52 |  | Potable | 1 | 1 | 1 | 1 | 2011-11-08 15:16 | BAXTER\todd.deboer | 199 | FIT-1422 | FIT-628 | 1DH33-1DH36 | {53BB9F3E-E393-4440-8201-41BD2A1F2282}
1309 | wMAIN-2005 | DH | INDUSTRIAL PARK IMPROVEMENTS PHASE 3 | 2001 | Tri-ven | None | None | 6.1629 | PVC | 8 |  | 75 | 160 | 986.0673 | 98.6067 | 162.7011 | 1247.3751 | 52 | STUB NORTHEAST | Potable | 1 | 1 | 1 | 1 | 2017-06-29 08:26 | BAXTER\todd.deboer | 199 | wFIT-1429 |  | 1DH25-1DH28 | {4CD5954D-F8F3-4F3D-9457-050B4B38799D}
1310 | wMAIN-2006 | DH | INDUSTRIAL PARK IMPROVEMENTS PHASE 3 | 2001 | Tri-ven | Douglas Fir Dr | None | 49.3521 | PVC | 8 |  | 75 | 160 | 7896.3439 | 789.6344 | 1302.8967 | 9988.875 | 52 |  | Potable | 1 | 1 | 1 | 1 | 2011-11-08 15:16 | BAXTER\todd.deboer | 199 | V-646 | FIT-1429 | 1DH24-1DH25 | {20C5CBC7-EE35-4E96-9203-BB871E5B903D}
1311 | wMAIN-2007 | DH | INDUSTRIAL PARK IMPROVEMENTS PHASE 3 | 2001 | Tri-ven | Douglas Fir Dr | None | 4.4899 | PVC | 8 |  | 75 | 160 | 718.3839 | 71.8384 | 118.5333 | 908.7556 | 52 |  | Potable | 1 | 1 | 1 | 1 | 2011-11-08 15:16 | BAXTER\todd.deboer | 199 | FIT-1969 | V-646 | 1DH21-1DH24 | {79320246-614F-4B65-A60B-E67727CEF7F3}
1312 | wMAIN-2008 | DH | INDUSTRIAL PARK IMPROVEMENTS PHASE 3 | 2001 | Douglas Fir Dr | None | None | 2.5867 | PVC | 8 |  | 75 | 160 | 413.8682 | 41.3868 | 68.2882 | 523.5432 | 52 |  | Potable | 1 | 1 | 1 | 1 | 2011-11-08 15:16 | BAXTER\todd.deboer | 199 | FIT-1969 | V-645 | 1DH21-1DH22 | {F72FB637-BF2D-4432-AB54-73C6BD16F1C4}
1313 | wMAIN-2009 | DH | INDUSTRIAL PARK IMPROVEMENTS PHASE 3 | 2001 | Douglas Fir Dr | None | None | 42.4708 | PVC | 8 |  | 75 | 160 | 6795.3345 | 679.5335 | 1121.2302 | 8596.0982 | 52 | STUB SOUTHWEST | Potable | 1 | 1 | 1 | 1 | 2011-11-08 15:16 | BAXTER\todd.deboer | 199 | V-645 | FIT-630 | 1DH22-1DH23 | {06EAFD60-CC6D-4CD8-BD93-9B707A8AA1D7}
1314 | wMAIN-2010 | DH | INDUSTRIAL PARK IMPROVEMENTS PHASE 3 | 2001 | Douglas Fir Dr | Hastings Rd | College Rd | 226.9748 | PVC | 10 |  | 75 | 180 | 40855.4728 | 4085.5473 | 6741.153 | 51682.1731 | 52 |  | Potable | 1 | 1 | 1 | 1 | 2011-11-08 15:16 | BAXTER\todd.deboer | 199 | FIT-1427 | FIT-1428 | 1DH12-1DH18 | {1AE91C33-81EB-4B24-9CF6-774DAA40D963}
1315 | wMAIN-2011 | DH | INDUSTRIAL PARK IMPROVEMENTS PHASE 3 | 2001 | Douglas Fir Dr | Hastings Rd | College Rd | 234.7441 | PVC | 10 |  | 75 | 180 | 42253.9352 | 4225.3935 | 6971.8993 | 53451.228 | 52 |  | Potable | 1 | 1 | 1 | 1 | 2011-11-08 15:16 | BAXTER\todd.deboer | 199 | FIT-1428 | FIT-1969 | 1DH18-1DH21 | {B6A91E92-D3C3-4DE3-A5FB-BA9AA53106E0}
1316 | wMAIN-2012 | DH | INDUSTRIAL PARK IMPROVEMENTS PHASE 3 | 2001 | Douglas Fir Dr | None | None | 3.9782 | PVC | 8 |  | 75 | 160 | 636.509 | 63.6509 | 105.024 | 805.1839 | 52 |  | Potable | 1 | 1 | 1 | 1 | 2011-11-08 15:16 | BAXTER\todd.deboer | 199 | FIT-1427 | V-652 | 1DH12-1DH13 | {F42892EF-D243-4D4A-885D-814FC18BB4DC}
1317 | wMAIN-2013 | DH | INDUSTRIAL PARK IMPROVEMENTS PHASE 3 | 2001 | Douglas Fir Dr | None | None | 1.95 | PVC | 10 |  | 75 | 180 | 350.9925 | 35.0992 | 57.9138 | 444.0055 | 52 |  | Potable | 1 | 1 | 1 | 1 | 2011-11-08 15:16 | BAXTER\todd.deboer | 199 | FIT-1426 | FIT-1427 | 1DH09-1DH12 | {E14DE93B-C229-4F12-8795-FAEE3A555F40}
1318 | wMAIN-2014 | DH | INDUSTRIAL PARK IMPROVEMENTS PHASE 3 | 2001 | Douglas Fir Dr | Hastings Rd | College Rd | 164.1321 | PVC | 10 |  | 75 | 180 | 29543.7785 | 2954.3779 | 4874.7235 | 37372.8798 | 52 |  | Potable | 1 | 1 | 1 | 1 | 2011-11-08 15:16 | BAXTER\todd.deboer | 199 | FIT-1425 | FIT-1426 | 1DH07-1DH09 | {F8225EFE-A45A-42AB-87D4-58B96625743D}
1319 | wMAIN-2015 | DH | INDUSTRIAL PARK IMPROVEMENTS PHASE 3 | 2001 | Douglas Fir Dr | None | None | 2.9624 | PVC | 8 |  | 75 | 160 | 473.9852 | 47.3985 | 78.2076 | 599.5913 | 52 |  | Potable | 1 | 1 | 1 | 1 | 2011-11-08 15:16 | BAXTER\todd.deboer | 199 | FIT-1426 | V-651 | 1DH09-1DH10 | {187802CE-886D-41D3-AB32-8E4D5C57691A}
1320 | wMAIN-2016 | DH | INDUSTRIAL PARK IMPROVEMENTS PHASE 3 | 2001 | Douglas Fir Dr | None | None | 25.8234 | PVC | 8 |  | 75 | 160 | 4131.7437 | 413.1744 | 681.7377 | 5226.6557 | 52 | STUB WEST | Potable | 1 | 1 | 1 | 1 | 2011-11-08 15:16 | BAXTER\todd.deboer | 199 | V-651 | FIT-632 | 1DH10-1DH11 | {DCF83CDD-E3A0-4E0D-AD5E-E8F4DF9B82C4}
1321 | wMAIN-2017 | DH | INDUSTRIAL PARK IMPROVEMENTS PHASE 3 | 2001 | Lakewood Orthodontic Lab | Douglas Fir Dr | None | 5.6308 | PVC | 10 |  | 75 | 180 | 1013.5483 | 101.3548 | 167.2355 | 1282.1386 | 52 |  | Potable | 1 | 1 | 1 | 1 | 2011-11-08 15:16 | BAXTER\todd.deboer | 199 | FIT-1424 | V-649 | 1DH01-1DH06 | {5B6F5C08-C9F1-467F-A5DF-7E5932C1ABAD}
1322 | wMAIN-2018 | DH | INDUSTRIAL PARK IMPROVEMENTS PHASE 3 | 2001 | Evergreen Dr | Lakewood Orthodontic Lab | None | 2.3098 | PVC | 10 |  | 75 | 180 | 415.7622 | 41.5762 | 68.6008 | 525.9392 | 52 | STUB SOUTH | Potable | 1 | 1 | 1 | 1 | 2011-11-08 15:16 | BAXTER\todd.deboer | 199 | FIT-1423 | FIT-633 | 1DH02-1DH03 | {7FB6EDD1-82BA-4194-BB35-99B021157661}
1323 | wMAIN-2019 | DH | INDUSTRIAL PARK IMPROVEMENTS PHASE 3 | 2001 | Evergreen Dr | Lakewood Orthodontic Lab | None | 9.1825 | PVC | 10 |  | 75 | 180 | 1652.8434 | 165.2843 | 272.7192 | 2090.8469 | 52 |  | Potable | 1 | 1 | 1 | 1 | 2011-11-08 15:16 | BAXTER\todd.deboer | 199 | FIT-1424 | FIT-1423 | 1DH01-1DH02 | {159C8296-113D-4B03-8043-BF64E1D436ED}
1324 | wMAIN-2020 | DH | INDUSTRIAL PARK IMPROVEMENTS PHASE 3 | 2001 | Evergreen Dr | Lakewood Orthodontic Lab | None | 26.2805 | PVC | 10 |  | 75 | 180 | 4730.4969 | 473.0497 | 780.532 | 5984.0786 | 52 | CONNECTED TO EXISTING | Potable | 1 | 1 | 1 | 1 | 2011-11-08 15:16 | BAXTER\todd.deboer | 199 | FIT-1897 | FIT-1424 | 1DG29-1DH01 | {CFA56D67-89B7-4542-AB0A-AD8AC0BC2581}
1325 | wMAIN-2021 | CH | INDUSTRIAL PARK IMPROVEMENTS PHASE 3 | 2001 | Hastings Rd | Dogwood Dr | Lindar Corporation | 2.5088 | PVC | 8 |  | 75 | 160 | 401.4011 | 40.1401 | 66.2312 | 507.7724 | 52 |  | Potable | 1 | 1 | 1 | 1 | 2011-11-08 15:16 | BAXTER\todd.deboer | 199 | FIT-1431 | V-630 | 1CH01-1CH02 | {718027E8-87D5-40B5-9C05-E17EFCA7CB53}
1326 | wMAIN-2022 | CH | INDUSTRIAL PARK IMPROVEMENTS PHASE 3 | 2001 | Hastings Rd | Dogwood Dr | Lindar Corporation | 49.3867 | PVC | 8 |  | 75 | 160 | 7901.8769 | 790.1877 | 1303.8097 | 9995.8743 | 52 |  | Potable | 1 | 1 | 1 | 1 | 2011-11-08 15:16 | BAXTER\todd.deboer | 199 | V-630 | FIT-1430 | 1CH02-1CH03 | {BA55FE68-FA3C-4A1D-BD93-3E615788FDC5}
1327 | wMAIN-2025 | DH | INDUSTRIAL PARK IMPROVEMENTS PHASE 3 | 2001 | Hastings Rd | Douglas Fir Dr | Evergreen Dr | 32.6212 | PVC | 8 |  | 75 | 160 | 5219.3991 | 521.9399 | 861.2009 | 6602.5399 | 52 |  | Potable | 1 | 1 | 1 | 1 | 2011-11-08 15:16 | BAXTER\todd.deboer | 199 | FIT-1421 | FIT-1422 | 1DH32-1DH33 | {72EA1865-F7B1-4ADC-A31F-08069DFBAB33}
1328 | wMAIN-2034 | DH | INDUSTRIAL PARK IMPROVEMENTS PHASE 3 | 2001 | Hastings Rd | Dogwood Dr | Douglas Fir Dr | 4.7428 | PVC | 12 |  | 75 | 200 | 948.5512 | 94.8551 | 156.511 | 1199.9173 | 52 |  | Potable | 1 | 1 | 1 | 1 | 2011-11-08 15:16 | BAXTER\todd.deboer | 199 | FIT-1974 | V-633 | 1DH30-1DH38 | {F0ABC98F-3313-49A7-8664-E85859887926}
1329 | wMAIN-2035 | DH | INDUSTRIAL PARK IMPROVEMENTS PHASE 3 | 2001 | Hastings Rd | Douglas Fir Dr | Evergreen Dr | 3.0895 | PVC | 12 |  | 75 | 200 | 617.8975 | 61.7898 | 101.9531 | 781.6404 | 52 |  | Potable | 1 | 1 | 1 | 1 | 2011-11-08 15:16 | BAXTER\todd.deboer | 199 | FIT-1974 | V-635 | 1DH30-1DH31 | {6E09CF55-0B4C-4AA5-9188-BF4D83EEF7D4}
1330 | wMAIN-2036 | DH | INDUSTRIAL PARK IMPROVEMENTS PHASE 3 | 2001 | Douglas Fir Dr | Hinckley Rd | Hastings Rd | 2.9449 | PVC | 12 |  | 75 | 200 | 588.9761 | 58.8976 | 97.1811 | 745.0547 | 52 |  | Potable | 1 | 1 | 1 | 1 | 2011-11-08 15:16 | BAXTER\todd.deboer | 199 | FIT-1974 | V-634 | 1DH30-1DH39 | {4CA8D3D2-1185-4DBD-908E-25D368C5F966}
1331 | wMAIN-2037 | DH | INDUSTRIAL PARK IMPROVEMENTS PHASE 3 | 2001 | Douglas Fir Dr | Hastings Rd | College Rd | 1.7378 | PVC | 10 |  | 75 | 180 | 312.8009 | 31.2801 | 51.6121 | 395.6931 | 52 |  | Potable | 1 | 1 | 1 | 1 | 2011-11-08 15:16 | BAXTER\todd.deboer | 199 | V-632 | FIT-329 | 1DH29-1DH56 | {885E1974-956B-46B6-9270-327153DC2E6E}
1332 | wMAIN-2038 | PF | 2002 GREENWOOD, NORWAY HILLS AND CEDAR SCENIC IMPROVEMENTS | 2003 | Oakwood Dr | Deerwood Rd | Michelle Cir | 2.2754 | PVC | 8 |  | 75 | 160 | 364.0576 | 36.4058 | 60.0695 | 460.5329 | 54 |  | Potable | 1 | 1 | 1 | 1 | 2011-11-08 15:16 | BAXTER\todd.deboer | 191 | FIT-425 | V-713 | 1PF07-1PF08 | {A266EE8D-BF5A-4A81-AFB9-B16F28897117}
1333 | wMAIN-2039 | PF | 2002 GREENWOOD, NORWAY HILLS AND CEDAR SCENIC IMPROVEMENTS | 2003 | Oakwood Dr | Deerwood Rd | Paper Birch Dr | 3.0001 | PVC | 10 |  | 75 | 180 | 540.0237 | 54.0024 | 89.1039 | 683.13 | 54 |  | Potable | 1 | 1 | 1 | 1 | 2011-11-08 15:16 | BAXTER\todd.deboer | 191 | FIT-1380 | FIT-425 | 1PF04-1PF07 | {5E220A8D-EAD0-4CDB-A72A-44AF59895D2D}
1334 | wMAIN-2040 | PD | 2002 GREENWOOD, NORWAY HILLS AND CEDAR SCENIC IMPROVEMENTS | 2003 | Oakwood Dr | Cedar Senic Rd | None | 3.2659 | PVC | 10 |  | 75 | 180 | 587.8582 | 58.7858 | 96.9966 | 743.6406 | 54 |  | Potable | 1 | 1 | 1 | 1 | 2011-11-08 15:16 | BAXTER\todd.deboer | 191 | FIT-426 | V-703 | 1PD20-1PD21 | {ED71C493-73FE-450A-B3B3-27DD1A8D42DE}
1335 | wMAIN-2041 | PD | 2002 GREENWOOD, NORWAY HILLS AND CEDAR SCENIC IMPROVEMENTS | 2003 | Oakwood Dr | Cedar Senic Rd | None | 3.0002 | PVC | 12 |  | 75 | 200 | 600.0427 | 60.0043 | 99.0071 | 759.0541 | 54 |  | Potable | 1 | 1 | 1 | 1 | 2011-11-08 15:16 | BAXTER\todd.deboer | 191 | FIT-1965 | FIT-426 | 1PD10-1PD20 | {FC9EA5EC-7659-4B3D-9EA4-FDE888CE9363}
1336 | wMAIN-2042 | PD | 2002 GREENWOOD, NORWAY HILLS AND CEDAR SCENIC IMPROVEMENTS | 2003 | Oakwood Dr | Cedar Senic Rd | None | 2.358 | PVC | 12 |  | 75 | 200 | 471.5994 | 47.1599 | 77.8139 | 596.5732 | 54 |  | Potable | 1 | 1 | 1 | 1 | 2011-11-08 15:16 | BAXTER\todd.deboer | 191 | FIT-1965 | V-702 | 1PD10-1PD11 | {D21B9CF3-D8F8-406A-A999-70A3ABBFCED3}
1337 | wMAIN-2043 | PD | 2002 GREENWOOD, NORWAY HILLS AND CEDAR SCENIC IMPROVEMENTS | 2003 | Oakwood Dr | Oakwood Dr | None | 290.7234 | PVC | 10 |  | 75 | 180 | 52330.2087 | 5233.0209 | 8634.4844 | 66197.714 | 54 |  | Potable | 1 | 1 | 1 | 1 | 2011-11-08 15:16 | BAXTER\todd.deboer | 191 | FIT-1398 | FIT-427 | 1PD06-1PD09 | {D754AA1A-254F-4B7B-AFDE-5645855DE935}
1338 | wMAIN-2044 | PD | 2002 GREENWOOD, NORWAY HILLS AND CEDAR SCENIC IMPROVEMENTS | 2003 | Cedar Scenic Rd | Oakwood Dr | Cirlce Pines Rd | 122.3074 | PVC | 10 |  | 75 | 180 | 22015.337 | 2201.5337 | 3632.5306 | 27849.4013 | 54 |  | Potable | 1 | 1 | 1 | 1 | 2011-11-08 15:16 | BAXTER\todd.deboer | 191 | FIT-1399 | FIT-1381 | 1PD01-1PD04 | {13A46371-1D32-4882-B32F-84111CBC45B3}
1339 | wMAIN-2045 | PE | 2002 GREENWOOD, NORWAY HILLS AND CEDAR SCENIC IMPROVEMENTS | 2003 | Emily Rd | Travine Dr | Kelly Dr | 20.1756 | PVC | 8 |  | 75 | 160 | 3228.1006 | 322.8101 | 532.6366 | 4083.5472 | 54 |  | Potable | 1 | 1 | 1 | 1 | 2011-11-08 15:16 | BAXTER\todd.deboer | 191 | FIT-1383 | FIT-423 | 1PE33-1PE34 | {3E1AADAD-4005-4517-BE70-E6B3E65E7AE4}
1340 | wMAIN-2046 | PE | 2002 GREENWOOD, NORWAY HILLS AND CEDAR SCENIC IMPROVEMENTS | 2003 | Emily Rd | Travine Dr | Kelly Dr | 19.7503 | PVC | 10 |  | 75 | 180 | 3555.0501 | 355.505 | 586.5833 | 4497.1384 | 54 |  | Potable | 1 | 1 | 1 | 1 | 2011-11-08 15:16 | BAXTER\todd.deboer | 191 | FIT-423 | V-727 | 1PE34-1PE35 | {2CEB6E01-6037-4B22-A504-48E36938EA50}
1341 | wMAIN-2047 | PE | 2002 GREENWOOD, NORWAY HILLS AND CEDAR SCENIC IMPROVEMENTS | 2003 | Deerwood Rd | Paper Birch Dr | Travine Dr | 49.0704 | PVC | 8 |  | 75 | 160 | 7851.263 | 785.1263 | 1295.4584 | 9931.8476 | 54 |  | Potable | 1 | 1 | 1 | 1 | 2011-11-08 15:16 | BAXTER\todd.deboer | 191 | FIT-1394 | V-707 | 1PE26-1PE29 | {3CE24076-16B6-4BB1-B1E6-A879A3369B05}
1342 | wMAIN-2050 | PE | 2002 GREENWOOD, NORWAY HILLS AND CEDAR SCENIC IMPROVEMENTS | 2003 | Paper Birch Cir | Paper Birch Cir | Travine Dr | 2.429 | PVC | 8 |  | 75 | 160 | 388.6445 | 38.8645 | 64.1263 | 491.6353 | 54 |  | Potable | 1 | 1 | 1 | 1 | 2011-11-08 15:16 | BAXTER\todd.deboer | 191 | FIT-1385 | V-723 | 1PE20-1PE21 | {3FE5B7C4-F9B0-4246-BAA6-71741E012D48}
1343 | wMAIN-2053 | PE | 2002 GREENWOOD, NORWAY HILLS AND CEDAR SCENIC IMPROVEMENTS | 2003 | Paper Birch Cir | Paper Birch Dr | Travine Dr | 21.0088 | PVC | 8 |  | 75 | 160 | 3361.4101 | 336.141 | 554.6327 | 4252.1837 | 54 |  | Potable | 1 | 1 | 1 | 1 | 2011-11-08 15:16 | BAXTER\todd.deboer | 191 | FIT-1386 | FIT-1385 | 1PE15-1PE20 | {2F9924FC-B0CB-4FD7-886F-61DDD455D2B5}
1344 | wMAIN-2054 | PE | 2002 GREENWOOD, NORWAY HILLS AND CEDAR SCENIC IMPROVEMENTS | 2003 | Paper Birch Cir | Deerwood Dr | Paper Birch Dr | 4.8419 | PVC | 8 |  | 75 | 160 | 774.6961 | 77.4696 | 127.8249 | 979.9906 | 54 |  | Potable | 1 | 1 | 1 | 1 | 2011-11-08 15:16 | BAXTER\todd.deboer | 191 | FIT-1386 | V-722 | 1PE15-1PE16 | {CBA9B217-710B-4733-AD7F-7C9EFEDB43A0}
1345 | wMAIN-2056 | PE | 2002 GREENWOOD, NORWAY HILLS AND CEDAR SCENIC IMPROVEMENTS | 2003 | Paper Birch Cir | Oakwood Dr | Paper Birch Dr | 25.0562 | PVC | 8 |  | 75 | 160 | 4008.9851 | 400.8985 | 661.4825 | 5071.3661 | 54 |  | Potable | 1 | 1 | 1 | 1 | 2011-11-08 15:16 | BAXTER\todd.deboer | 191 | FIT-1387 | FIT-1386 | 1PE12-1PE15 | {56AE5242-543B-4A61-B0B2-23E72D5FFE92}
1346 | wMAIN-2059 | PE | 2002 GREENWOOD, NORWAY HILLS AND CEDAR SCENIC IMPROVEMENTS | 2003 | Deerwood Rd | Oakwood Dr | Paper Birch Dr | 2.9843 | PVC | 8 |  | 75 | 160 | 477.4914 | 47.7491 | 78.7861 | 604.0266 | 54 |  | Potable | 1 | 1 | 1 | 1 | 2011-11-08 15:16 | BAXTER\todd.deboer | 191 | FIT-1966 | V-718 | 1PE04-1PE11 | {633578BA-BF2B-41B6-BC1C-3E1AD8CA7A49}
1347 | wMAIN-2062 | PE | 2002 GREENWOOD, NORWAY HILLS AND CEDAR SCENIC IMPROVEMENTS | 2003 | Deerwood Rd | Deerwood Rd | Cedar Senic Rd | 363.9436 | PVC | 10 |  | 75 | 180 | 65509.8557 | 6550.9856 | 10809.1262 | 82869.9674 | 54 |  | Potable | 1 | 1 | 1 | 1 | 2011-11-08 15:16 | BAXTER\todd.deboer | 191 | FIT-1388 | FIT-1966 | 1PE01-1PE04 | {07E1F9D2-B67E-43A2-A5EB-7D0940BA517C}
1348 | wMAIN-2063 | PE | 2002 GREENWOOD, NORWAY HILLS AND CEDAR SCENIC IMPROVEMENTS | 2003 | Deerwood Rd | Deerwood Rd | Paper Birch Dr | 3.5428 | PVC | 10 |  | 75 | 180 | 637.7087 | 63.7709 | 105.2219 | 806.7015 | 54 |  | Potable | 1 | 1 | 1 | 1 | 2011-11-08 15:16 | BAXTER\todd.deboer | 191 | FIT-1966 | V-716 | 1PE04-1PE07 | {C9F1A5F5-43E3-4DFA-ACFA-4CB7E349F476}
1349 | wMAIN-2064 | PE | 2002 GREENWOOD, NORWAY HILLS AND CEDAR SCENIC IMPROVEMENTS | 2003 | Deerwood Rd | Deerwood Rd | Paper Birch Dr | 18.5599 | PVC | 10 |  | 75 | 180 | 3340.7739 | 334.0774 | 551.2277 | 4226.079 | 54 |  | Potable | 1 | 1 | 1 | 1 | 2011-11-08 15:16 | BAXTER\todd.deboer | 191 | V-716 | FIT-1389 | 1PE07-1PE08 | {27B0C8F8-DA2E-4917-A30F-CE1B6C40CA2D}
1350 | wMAIN-2065 | PE | 2002 GREENWOOD, NORWAY HILLS AND CEDAR SCENIC IMPROVEMENTS | 2003 | Deerwood Rd | Olivewood Dr | Oakwood Dr | 3.7923 | PVC | 8 |  | 75 | 160 | 606.7662 | 60.6766 | 100.1164 | 767.5593 | 54 |  | Potable | 1 | 1 | 1 | 1 | 2011-11-08 15:16 | BAXTER\todd.deboer | 191 | FIT-1966 | V-717 | 1PE04-1PE05 | {90AC2016-6991-4294-9A2D-7883E6A830CD}
1351 | wMAIN-2066 | PE | 2002 GREENWOOD, NORWAY HILLS AND CEDAR SCENIC IMPROVEMENTS | 2003 | Oakwood Dr | Deerwood Rd | Paper Birch Dr | 439.3627 | PVC | 10 |  | 75 | 180 | 79085.2938 | 7908.5294 | 13049.0735 | 100042.8967 | 54 |  | Potable | 1 | 1 | 1 | 1 | 2011-11-08 15:16 | BAXTER\todd.deboer | 191 | FIT-1389 | FIT-1390 | 1PE08-1PF01 | {C19945BB-373E-41B7-8342-6D1502C3824B}
1352 | wMAIN-2069 | PF | 2002 GREENWOOD, NORWAY HILLS AND CEDAR SCENIC IMPROVEMENTS | 2003 | Oakwood Dr | Deerwood Rd | Paper Birch Dr | 22.5821 | PVC | 10 |  | 75 | 180 | 4064.7849 | 406.4785 | 670.6895 | 5141.9529 | 54 |  | Potable | 1 | 1 | 1 | 1 | 2011-11-08 15:16 | BAXTER\todd.deboer | 191 | FIT-1390 | FIT-1380 | 1PF01-1PF04 | {1A9AE0E8-100B-42B9-82F7-966E273ADD18}
1353 | wMAIN-2070 | PF | 2002 GREENWOOD, NORWAY HILLS AND CEDAR SCENIC IMPROVEMENTS | 2003 | Oakwood Dr | Deerwood Dr | Michelle Cir | 4.3102 | PVC | 10 |  | 75 | 180 | 775.8368 | 77.5837 | 128.0131 | 981.4336 | 54 |  | Potable | 1 | 1 | 1 | 1 | 2011-11-08 15:16 | BAXTER\todd.deboer | 191 | FIT-1380 | V-714 | 1PF04-1PF05 | {B32E9235-FFBA-4EAC-A696-A650C3D00A79}
1354 | wMAIN-2071 | QF | 2002 GREENWOOD, NORWAY HILLS AND CEDAR SCENIC IMPROVEMENTS | 2003 | Oakwood Dr | Deerwood Rd | Paper Birch Dr | 172.0438 | PVC | 10 |  | 75 | 180 | 30967.8911 | 3096.7891 | 5109.702 | 39174.3823 | 54 | STUB WEST | Potable | 1 | 1 | 1 | 1 | 2011-11-08 15:16 | BAXTER\todd.deboer | 191 | V-714 | FIT-597 | 1PF05-1PF06 | {4E14E7A6-00B1-4666-BB56-D1962F258EEF}
1355 | wMAIN-2076 | PF | 2002 GREENWOOD, NORWAY HILLS AND CEDAR SCENIC IMPROVEMENTS | 2003 | Oakwood Dr | Deerwood Rd | Michelle Cir | 4.0028 | PVC | 8 |  | 75 | 160 | 640.4552 | 64.0455 | 105.6751 | 810.1758 | 54 |  | Potable | 1 | 1 | 1 | 1 | 2011-11-08 15:16 | BAXTER\todd.deboer | 191 | V-711 | FIT-1840 | 1PF15-1PF16 | {F81F3157-5320-463A-8112-7AE216F95194}
1356 | wMAIN-2077 | PF | 2002 GREENWOOD, NORWAY HILLS AND CEDAR SCENIC IMPROVEMENTS | 2003 | Oakwood Dr | Deerwood Rd | Michelle Cir | 3.0634 | PVC | 8 |  | 75 | 160 | 490.1404 | 49.014 | 80.8732 | 620.0276 | 54 |  | Potable | 1 | 1 | 1 | 1 | 2011-11-08 15:16 | BAXTER\todd.deboer | 191 | FIT-1392 | V-711 | 1PF12-1PF15 | {705C03EA-9325-4066-A85D-7496A699C33B}
1357 | wMAIN-2081 | PE | 2002 GREENWOOD, NORWAY HILLS AND CEDAR SCENIC IMPROVEMENTS | 2003 | Deerwood Rd | Paper Birch Dr | Travine Dr | 4.0478 | PVC | 8 |  | 75 | 160 | 647.6411 | 64.7641 | 106.8608 | 819.266 | 54 |  | Potable | 1 | 1 | 1 | 1 | 2011-11-08 15:16 | BAXTER\todd.deboer | 191 | FIT-1395 | V-708 | 1PE30-1PE31 | {4CBEF98B-DD3E-4129-A7D6-A0DD290C1A2F}
1358 | wMAIN-2082 | PE | 2002 GREENWOOD, NORWAY HILLS AND CEDAR SCENIC IMPROVEMENTS | 2003 | Deerwood Rd | Paper Birch Dr | Travine Dr | 4.0967 | PVC | 8 |  | 75 | 160 | 655.4724 | 65.5472 | 108.153 | 829.1726 | 54 |  | Potable | 1 | 1 | 1 | 1 | 2011-11-08 15:16 | BAXTER\todd.deboer | 191 | V-707 | FIT-1395 | 1PE29-1PE30 | {E545D85E-E12C-4B5D-BB20-8580DAFAECBF}
1359 | wMAIN-2084 | PD | 2002 GREENWOOD, NORWAY HILLS AND CEDAR SCENIC IMPROVEMENTS | 2003 | Cedar Scenic Rd | Cedar Senic Rd | Deerwood Dr | 412.8918 | PVC | 8 |  | 75 | 160 | 66062.688 | 6606.2688 | 10900.3435 | 83569.3003 | 54 |  | Potable | 1 | 1 | 1 | 1 | 2011-11-08 15:16 | BAXTER\todd.deboer | 191 | V-698 | FIT-1395 | 1PD22-1PE30 | {D4EADEE4-3BD5-421D-BD61-40CF41AE9FAA}
1360 | wMAIN-2085 | PE | 2002 GREENWOOD, NORWAY HILLS AND CEDAR SCENIC IMPROVEMENTS | 2003 | Emily Rd | Emily Rd | Michelle Cir | 3.3497 | PVC | 8 |  | 75 | 160 | 535.9497 | 53.595 | 88.4317 | 677.9763 | 54 |  | Potable | 1 | 1 | 1 | 1 | 2011-11-08 15:16 | BAXTER\todd.deboer | 191 | V-705 | FIT-1383 | 1PE32-1PE33 | {9CFF15A4-1166-4C17-B7C6-7AD061249D26}
1361 | wMAIN-2086 | OD | 2002 GREENWOOD, NORWAY HILLS AND CEDAR SCENIC IMPROVEMENTS | 2003 | Circle Pines Rd | Cedar Senic Rd | Memorywood Dr | 14.759 | PVC | 6 |  | 75 | 140 | 2066.263 | 206.6263 | 340.9334 | 2613.8227 | 54 | CONNECTED TO EXISTING | Potable | 1 | 1 | 1 | 1 | 2011-11-08 15:16 | BAXTER\todd.deboer | 191 | V-704 | FIT-1894 | 1OD24-1OD18 | {42426D5E-B87A-412F-AC32-AB20F6E3EA7C}
1362 | wMAIN-2087 | OD | 2002 GREENWOOD, NORWAY HILLS AND CEDAR SCENIC IMPROVEMENTS | 2003 | Circle Pines Rd | Cedar Senic Rd | Memorywood Dr | 1.9158 | PVC | 6 |  | 75 | 140 | 268.209 | 26.8209 | 44.2545 | 339.2844 | 54 |  | Potable | 1 | 1 | 1 | 1 | 2011-11-08 15:16 | BAXTER\todd.deboer | 191 | FIT-1382 | V-704 | 1OD23-1OD24 | {EB521570-9EFF-4F40-A098-47E69F05B78F}
1363 | wMAIN-2088 | OD | WHITE SAND WEST WATER AND SEWER IMPROVEMENTS | 1993 | Circle Pines Rd | Cedar Senic Rd | Memorywood Dr | 2.3073 | PVC | 6 |  | 75 | 140 | 323.0274 | 32.3027 | 53.2995 | 408.6297 | 44 |  | Potable | 1 | 1 | 1 | 1 | 2011-11-08 15:16 | BAXTER\todd.deboer | 300 | FIT-1634 | FIT-1894 | 1OD15-1OD18 | {39DDF931-4407-4463-9B41-0E227FCA4CDF}
1364 | wMAIN-2091 | PD | 2002 GREENWOOD, NORWAY HILLS AND CEDAR SCENIC IMPROVEMENTS | 2003 | Cedar Scenic Rd | Cedar Senic Dr | Deerwood Rd | 3.4953 | PVC | 8 |  | 75 | 160 | 559.2507 | 55.9251 | 92.2764 | 707.4521 | 54 |  | Potable | 1 | 1 | 1 | 1 | 2011-11-08 15:16 | BAXTER\todd.deboer | 191 | FIT-1381 | V-698 | 1PD04-1PD22 | {50147BA5-62D2-4D14-8122-C9C1FA251E12}
1365 | wMAIN-2092 | PD | 2002 GREENWOOD, NORWAY HILLS AND CEDAR SCENIC IMPROVEMENTS | 2003 | Cedar Scenic Rd | Oakwood Dr | Travine Dr | 3.9441 | PVC | 10 |  | 75 | 180 | 709.9403 | 70.994 | 117.1402 | 898.0745 | 54 |  | Potable | 1 | 1 | 1 | 1 | 2011-11-08 15:16 | BAXTER\todd.deboer | 191 | FIT-1381 | V-697 | 1PD04-1PD05 | {E0A8904F-0A7D-4139-BDEE-8F7D1BD582AC}
1366 | wMAIN-2093 | OD | 2002 GREENWOOD, NORWAY HILLS AND CEDAR SCENIC IMPROVEMENTS | 2003 | Cedar Scenic Rd | Circle Pines Rd | Memorywood Dr | 496.3426 | PVC | 10 |  | 75 | 180 | 89341.6764 | 8934.1676 | 14741.3766 | 113017.2206 | 54 |  | Potable | 1 | 1 | 1 | 1 | 2011-11-08 15:16 | BAXTER\todd.deboer | 191 | FIT-1400 |  | 1OD20-1OD23 | {FCA0EF76-932F-4B8A-B1E8-1FC580FF992F}
1367 | wMAIN-2094 | PD | 2002 GREENWOOD, NORWAY HILLS AND CEDAR SCENIC IMPROVEMENTS | 2003 | Cedar Scenic Rd | Oakwood Dr | Circle Pines Rd | 423.8815 | PVC | 10 |  | 75 | 180 | 76298.6727 | 7629.8673 | 12589.281 | 96517.8209 | 54 |  | Potable | 1 | 1 | 1 | 1 | 2011-11-08 15:16 | BAXTER\todd.deboer | 191 |  | FIT-1399 | 1OD23-1PD01 | {327F5E2E-CAAB-4661-9CBF-11B7CF77B178}
1368 | wMAIN-2095 | PD | 2002 GREENWOOD, NORWAY HILLS AND CEDAR SCENIC IMPROVEMENTS | 2003 | Cedar Scenic Rd | Oakwood Dr | Travine Dr | 474.9198 | PVC | 10 |  | 75 | 180 | 85485.5686 | 8548.5569 | 14105.1188 | 108139.2443 | 54 |  | Potable | 1 | 1 | 1 | 1 | 2011-11-08 15:16 | BAXTER\todd.deboer | 191 | V-697 | FIT-1398 | 1PD05-1PD06 | {05C22911-BEF5-4487-A747-1790FE0CE096}
1369 | wMAIN-2096 | PD | 2002 GREENWOOD, NORWAY HILLS AND CEDAR SCENIC IMPROVEMENTS | 2003 | Oakwood Dr | Oakwood Dr | None | 3.0002 | PVC | 12 |  | 75 | 200 | 600.0337 | 60.0034 | 99.0056 | 759.0426 | 54 |  | Potable | 1 | 1 | 1 | 1 | 2011-11-08 15:16 | BAXTER\todd.deboer | 191 | FIT-427 | FIT-1965 | 1PD09-1PD10 | {2B0D4098-3900-4639-8F72-012F59A196BF}
1370 | wMAIN-2097 | PD | 2002 GREENWOOD, NORWAY HILLS AND CEDAR SCENIC IMPROVEMENTS | 2003 | Oakwood Dr | Olivewood Dr | Oakwood Dr | 60.3434 | PVC | 12 |  | 75 | 200 | 12068.6742 | 1206.8674 | 1991.3312 | 15266.8728 | 54 |  | Potable | 1 | 1 | 1 | 1 | 2011-11-08 15:16 | BAXTER\todd.deboer | 191 | V-701 | FIT-1397 | 1PD13-1PD14 | {042AC99F-8614-4FCE-83E8-5CA3BEA60B4B}
1371 | wMAIN-2100 | PD | 2002 GREENWOOD, NORWAY HILLS AND CEDAR SCENIC IMPROVEMENTS | 2003 | Cedar Scenic Rd | Olivewood Dr | Oakwood Dr | 153.6706 | PVC | 12 |  | 75 | 200 | 30734.1154 | 3073.4115 | 5071.129 | 38878.6559 | 54 |  | Potable | 1 | 1 | 1 | 1 | 2011-11-08 15:16 | BAXTER\todd.deboer | 191 | FIT-1397 | FIT-1396 | 1PD14-1PD17 | {5484426E-206F-4D40-A4A0-85C761015732}
1372 | wMAIN-2101 | PD | 2002 GREENWOOD, NORWAY HILLS AND CEDAR SCENIC IMPROVEMENTS | 2003 | Cedar Scenic Rd | Olivewood Dr | Oakwood Dr | 48.394 | PVC | 12 |  | 75 | 200 | 9678.8019 | 967.8802 | 1597.0023 | 12243.6844 | 54 | STUB WEST | Potable | 1 | 1 | 1 | 1 | 2011-11-08 15:16 | BAXTER\todd.deboer | 191 | FIT-1396 | V-68 | 1PD17-1QD01 | {E43C96CF-EAA0-491C-95C1-E0F9C88FF4AF}
1373 | wMAIN-2102 | PD | 2002 GREENWOOD, NORWAY HILLS AND CEDAR SCENIC IMPROVEMENTS | 2003 | Cedar Scenic Rd | Olivewood Dr | Oakwood Dr | 1.0825 | PVC | 6 |  | 75 | 140 | 151.5439 | 15.1544 | 25.0047 | 191.703 | 54 |  | Potable | 1 | 1 | 1 | 1 | 2011-11-08 15:16 | BAXTER\todd.deboer | 191 | FIT-1396 | FIT-76 | 1PD17-1PD18 | {577DDD00-5221-4480-9276-5BFB4A01ACBE}
1374 | wMAIN-2111 | OD | SEWER AND WATER IMPROVEMENTS | 1989 | Memorywood Dr | Circle Pines Rd | Cedar Senic Rd | 3.0536 | PVC | 10 |  | 75 | 180 | 549.6496 | 54.965 | 90.6922 | 695.3068 | 40 |  | Potable | 1 | 1 | 1 | 1 | 2021-03-08 12:39 | BAXTER\tdeboer | 280 | wFIT-1402 | wVLV-692 | 1OD02-1OD08 | {1358E4FD-47BC-475D-A67A-DF087384C247}
1375 | wMAIN-2112 | OD | SEWER AND WATER IMPROVEMENTS | 1989 | Memorywood Dr | Circle Pines Rd | Cedar Senic Rd | 5.1999 | PVC | 10 |  | 75 | 180 | 935.9866 | 93.5987 | 154.4378 | 1184.0231 | 40 |  | Potable | 1 | 1 | 1 | 1 | 2021-03-08 12:39 | BAXTER\tdeboer | 280 | wVLV-693 | wFIT-1402 | 1OD01-1OD02 | {24C2E3EE-507B-4E74-86B6-E4D549050DCB}
1376 | wMAIN-2113 | OD | SEWER AND WATER IMPROVEMENTS | 1989 | Cedar Scenic Rd | Circle Pines Rd | Memorywood Dr | 15.6479 | PVC | 10 |  | 75 | 180 | 2816.6186 | 281.6619 | 464.7421 | 3563.0225 | 40 |  | Potable | 1 | 1 | 1 | 1 | 2021-03-08 12:40 | BAXTER\tdeboer | 280 | wFIT-1401 | wFIT-428 | 1OD04-1OD07 | {3116C457-CBC8-4113-94DA-9580FA9CBB78}
1377 | wMAIN-2114 | OD | SEWER AND WATER IMPROVEMENTS | 1989 | Cedar Scenic Rd | Circle Pines Rd | Memorywood Dr | 39.5208 | PVC | 10 |  | 75 | 180 | 7113.7415 | 711.3741 | 1173.7673 | 8998.883 | 40 |  | Potable | 1 | 1 | 1 | 1 | 2021-03-08 12:40 | BAXTER\tdeboer | 280 | wVLV-691 | wFIT-1401 | 1OD03-1OD04 | {5FB418A0-07D9-4829-8120-E38111EC470D}
1378 | wMAIN-2115 | OD | SEWER AND WATER IMPROVEMENTS | 1989 | Cedar Scenic Rd | Circle Pines Rd | Memorywood Dr | 5.9494 | PVC | 10 |  | 75 | 180 | 1070.8964 | 107.0896 | 176.6979 | 1354.684 | 40 |  | Potable | 1 | 1 | 1 | 1 | 2021-03-08 12:39 | BAXTER\tdeboer | 280 | wFIT-1402 | wVLV-691 | 1OD02-1OD03 | {ADA03379-A2B6-41C6-B77F-26A793DDD91C}
1379 | wMAIN-2116 | DF | 1988 INDUSTRIAL PARK IMPROVEMENTS | 1989 | Industrial Park | None | None | 94.7792 | PVC | 12 |  | 75 | 200 | 18955.8473 | 1895.5847 | 3127.7148 | 23979.1469 | 40 |  | Potable | 1 | 1 | 1 | 1 | 2011-11-08 15:16 | BAXTER\todd.deboer | 104 | FIT-1339 | V-688 | 1DF02-1DF01 | {E52114DD-34A1-4881-8E02-BBB10D2CBB15}
1380 | wMAIN-2117 | EF | MN 371 BY-PASS CONSTRUCTION | 2002 | Costco | None | None | 2.1363 | PVC | 6 |  | 75 | 140 | 299.0791 | 29.9079 | 49.3481 | 378.3351 | 53 |  | Potable | 1 | 1 | 1 | 1 | 2011-11-08 15:16 | BAXTER\todd.deboer | 196 | HYD-302 |  | 1EF28-1EF29 | {F9AB086E-1755-4588-A363-6B447192CCE1}
1381 | wMAIN-2118 | EF | MN 371 BY-PASS CONSTRUCTION | 2002 | Costco | None | None | 2.5654 | PVC | 6 |  | 75 | 140 | 359.1502 | 35.915 | 59.2598 | 454.325 | 53 |  | Potable | 1 | 1 | 1 | 1 | 2011-11-08 15:16 | BAXTER\todd.deboer | 196 |  | FIT-1345 | 1EF27-1EF28 | {02E7E2FF-B5AE-4EA5-8F31-0472D0E96757}
1382 | wMAIN-2119 | BI | 2001 SOUTH INTERCEPTOR ROAD IMPROVEMENTS | 2003 | Highland Senic Rd | Chestnut Dr | Berrywood Dr | 32.1744 | PVC | 10 |  | 75 | 180 | 5791.3972 | 579.1397 | 955.5805 | 7326.1174 | 54 | STUB EAST | Potable | 1 | 1 | 1 | 1 | 2011-11-08 15:16 | BAXTER\todd.deboer | 106 | FIT-1403 | FIT-601 | 1BI05-1BI08 | {BD401E15-E230-47AB-B93C-55E9CC5A3FBE}
1383 | wMAIN-2122 | BI | 2001 SOUTH INTERCEPTOR ROAD IMPROVEMENTS | 2003 | Highland Senic Rd | Chestnut Dr | Berrywood Dr | 95.9389 | PVC | 10 |  | 75 | 180 | 17269.006 | 1726.9006 | 2849.386 | 21845.2926 | 54 | STUB WEST | Potable | 1 | 1 | 1 | 1 | 2021-03-24 15:30 | BAXTER\tdeboer | 106 | wVLV-679 |  | 1BI02-1BI03 | {CE2533E3-CA9D-4FAE-8803-5F13B428DD48}
1384 | wMAIN-2123 | BI | 2001 SOUTH INTERCEPTOR ROAD IMPROVEMENTS | 2003 | Highland Senic Rd | Chestnut Dr | Berrywood Dr | 2.0883 | PVC | 10 |  | 75 | 180 | 375.8938 | 37.5894 | 62.0225 | 475.5057 | 54 |  | Potable | 1 | 1 | 1 | 1 | 2011-11-08 15:16 | BAXTER\todd.deboer | 106 | FIT-1404 | V-679 | 1BI01-1BI02 | {36C6D952-B1A2-46B6-B687-886A0D146FB7}
1385 | wMAIN-2124 | BH | 2001 SOUTH INTERCEPTOR ROAD IMPROVEMENTS | 2003 | Berrywood Dr | Highland Senic Rd | Hinckley Ct | 320.699 | PVC | 10 |  | 75 | 180 | 57725.8254 | 5772.5825 | 9524.7612 | 73023.1691 | 54 |  | Potable | 1 | 1 | 1 | 1 | 2011-11-08 15:16 | BAXTER\todd.deboer |  | FIT-1968 | FIT-28 | 1BH44-1BI09 | {75F3CF31-7454-40F0-973D-9A5F5702F771}
1386 | wMAIN-2127 | BH | 2001 SOUTH INTERCEPTOR ROAD IMPROVEMENTS | 2003 | Hinckley Ct | Berrywood Dr | Red Pine Cir | 81.417 | PVC | 10 |  | 75 | 180 | 14655.0517 | 1465.5052 | 2418.0835 | 18538.6404 | 54 |  | Potable | 1 | 1 | 1 | 1 | 2011-11-08 15:16 | BAXTER\todd.deboer | 106 | FIT-1967 | V-669 | 1BH40-1BH50 | {6B19CA17-829C-41BD-9F85-3D83B33F1FFF}
1387 | wMAIN-2128 | BH | 2001 SOUTH INTERCEPTOR ROAD IMPROVEMENTS | 2003 | Hinckley Rd | Berrywood Dr | Cypress Dr | 4.046 | PVC | 10 |  | 75 | 180 | 728.2828 | 72.8283 | 120.1667 | 921.2778 | 54 |  | Potable | 1 | 1 | 1 | 1 | 2011-11-08 15:16 | BAXTER\todd.deboer | 106 | V-683 | FIT-1967 | 1BH39-1BH40 | {79D60DDE-4DD1-46F8-8958-BAE7E415CC70}
1388 | wMAIN-2129 | BH | 2001 SOUTH INTERCEPTOR ROAD IMPROVEMENTS | 2003 | Hinckley Rd | Berrywood Dr | Cypress Dr | 69.9545 | PVC | 10 |  | 75 | 180 | 12591.8109 | 1259.1811 | 2077.6488 | 15928.6408 | 54 | CONNECTED TO EXISTING | Potable | 1 | 1 | 1 | 1 | 2011-11-08 15:16 | BAXTER\todd.deboer | 106 | FIT-1895 | V-683 | 1BH38-1BH39 | {9E72D923-D1B3-48B9-BBCF-FCAD95BF0E88}
1389 | wMAIN-2130 | BH | INDUSTRIAL PARK IMPROVEMENTS PHASE 3 | 2001 | Hinckley Rd | Berrywood Dr | Cypress Dr | 6.3875 | PVC | 10 |  | 75 | 180 | 1149.7451 | 114.9745 | 189.7079 | 1454.4276 | 52 |  | Potable | 1 | 1 | 1 | 1 | 2011-11-08 15:16 | BAXTER\todd.deboer | 199 | FIT-1449 | FIT-1895 | 1BH38-1BH29 | {07E4880B-0A96-4566-B343-8240951B8229}
1390 | wMAIN-2131 | BH | 2001 SOUTH INTERCEPTOR ROAD IMPROVEMENTS | 2003 | Berrywood Dr | Highland Senic Rd | Hinckley Ct | 3.1668 | PVC | 8 |  | 75 | 160 | 506.6848 | 50.6685 | 83.603 | 640.9563 | 54 | STUB EAST | Potable | 1 | 1 | 1 | 1 | 2011-11-08 15:16 | BAXTER\todd.deboer | 106 | FIT-1405 | FIT-602 | 1BH46-1BH47 | {07B92FB4-1C40-43C7-B972-112D144AE422}
1391 | wMAIN-2132 | BH | 2001 SOUTH INTERCEPTOR ROAD IMPROVEMENTS | 2003 | Berrywood Dr | Highland Senic Rd | Hinckley Ct | 4.1379 | PVC | 8 |  | 75 | 160 | 662.059 | 66.2059 | 109.2397 | 837.5047 | 54 |  | Potable | 1 | 1 | 1 | 1 | 2011-11-08 15:16 | BAXTER\todd.deboer | 106 | FIT-1968 | FIT-1405 | 1BH44-1BH46 | {6FB4CDDB-DDF6-45DA-8AA1-87A2BBD9D19B}
1392 | wMAIN-2133 | BH | 2001 SOUTH INTERCEPTOR ROAD IMPROVEMENTS | 2003 | Berrywood Dr | Highland Senic Rd | Hinckley Ct | 58.7196 | PVC | 8 |  | 75 | 160 | 9395.1346 | 939.5135 | 1550.1972 | 11884.8453 | 54 | STUB WEST | Potable | 1 | 1 | 1 | 1 | 2011-11-08 15:16 | BAXTER\todd.deboer | 106 | FIT-1968 | FIT-603 | 1BH44-1BH45 | {EF0DB84F-E778-4943-99CF-DA44388B6F13}
1393 | wMAIN-2138 | AH | 2002 GREENWOOD, NORWAY HILLS AND CEDAR SCENIC IMPROVEMENTS | 2003 | Red Pine Cir | Highland Senic Rd | Hinckley Ct | 14.1464 | PVC | 10 |  | 75 | 180 | 2546.3502 | 254.635 | 420.1478 | 3221.133 | 54 | STUB SOUTH | Potable | 1 | 1 | 1 | 1 | 2011-11-08 15:16 | BAXTER\todd.deboer | 191 | V-677 | FIT-605 | 1AH10-1AH11 | {EC2308F2-7E80-48C9-8AEA-538205ADB7B4}
1394 | wMAIN-2139 | AH | 2002 GREENWOOD, NORWAY HILLS AND CEDAR SCENIC IMPROVEMENTS | 2003 | Red Pine Cir | Highland Senic Rd | Hinckley Ct | 4.3555 | PVC | 10 |  | 75 | 180 | 783.9905 | 78.399 | 129.3584 | 991.748 | 54 |  | Potable | 1 | 1 | 1 | 1 | 2011-11-08 15:16 | BAXTER\todd.deboer | 191 | FIT-1406 | V-677 | 1AH09-1AH10 | {1EAF8EF7-437E-4192-B184-4A6667880927}
1395 | wMAIN-2144 | AH | 2002 GREENWOOD, NORWAY HILLS AND CEDAR SCENIC IMPROVEMENTS | 2003 | Red Pine Cir | Highland Senic Rd | Hinckley Ct | 507.5294 | PVC | 10 |  | 75 | 180 | 91355.2913 | 9135.5291 | 15073.6231 | 115564.4435 | 54 |  | Potable | 1 | 1 | 1 | 1 | 2011-11-08 15:16 | BAXTER\todd.deboer | 191 | FIT-1409 | FIT-1408 | 1AH03-1AH06 | {57736D41-C82F-4A84-A8B0-E0CA742092B5}
1396 | wMAIN-2147 | AH | 2002 GREENWOOD, NORWAY HILLS AND CEDAR SCENIC IMPROVEMENTS | 2003 | Red Pine Cir | Highland Senic Rd | Hinckley Ct | 139.6982 | PVC | 10 |  | 75 | 180 | 25145.6725 | 2514.5673 | 4149.036 | 31809.2757 | 54 |  | Potable | 1 | 1 | 1 | 1 | 2011-11-08 15:16 | BAXTER\todd.deboer | 191 | V-672 | FIT-1409 | 1AH02-1AH03 | {B6299D6F-A41B-4296-9A75-0ECC491DBAE3}
1397 | wMAIN-2148 | AH | 2002 GREENWOOD, NORWAY HILLS AND CEDAR SCENIC IMPROVEMENTS | 2003 | Red Pine Cir | Highland Senic Rd | None | 3.8272 | PVC | 10 |  | 75 | 180 | 688.8933 | 68.8893 | 113.6674 | 871.45 | 54 |  | Potable | 1 | 1 | 1 | 1 | 2011-11-08 15:16 | BAXTER\todd.deboer | 191 | FIT-1412 | V-672 | 1AH01-1AH02 | {7E0DFC7B-B22E-4AFD-B7EE-F84DF1F64946}
1398 | wMAIN-2149 | AH | 2002 GREENWOOD, NORWAY HILLS AND CEDAR SCENIC IMPROVEMENTS | 2003 | Red Pine Cir | Highland Senic Rd | Eagle Dr | 2.9475 | PVC | 8 |  | 75 | 160 | 471.5954 | 47.1595 | 77.8132 | 596.5682 | 54 | STUB EAST | Potable | 1 | 1 | 1 | 1 | 2011-11-08 15:16 | BAXTER\todd.deboer | 191 | FIT-1410 | FIT-599 | 1AH20-1AH23 | {4ECB0F99-6BC9-4AF1-AB0C-E615F79F431F}
1399 | wMAIN-2152 | AH | 2002 GREENWOOD, NORWAY HILLS AND CEDAR SCENIC IMPROVEMENTS | 2003 | Red Pine Cir | Highland Senic Rd | None | 360.5251 | PVC | 8 |  | 75 | 160 | 57684.021 | 5768.4021 | 9517.8635 | 72970.2865 | 54 |  | Potable | 1 | 1 | 1 | 1 | 2011-11-08 15:16 | BAXTER\todd.deboer | 191 | V-671 | FIT-1411 | 1AH16-1AH17 | {49D8ECA6-CAAA-4786-9967-D56517A5DE32}
1400 | wMAIN-2153 | AH | 2002 GREENWOOD, NORWAY HILLS AND CEDAR SCENIC IMPROVEMENTS | 2003 | Red Pine Cir | Highland Senic Rd | None | 3.8324 | PVC | 8 |  | 75 | 160 | 613.1843 | 61.3184 | 101.1754 | 775.6781 | 54 |  | Potable | 1 | 1 | 1 | 1 | 2011-11-08 15:16 | BAXTER\todd.deboer | 191 | FIT-1412 | V-671 | 1AH01-1AH16 | {B9A23FB2-0114-4246-AE25-441BFEAF1421}
1401 | wMAIN-2156 | BH | 2002 GREENWOOD, NORWAY HILLS AND CEDAR SCENIC IMPROVEMENTS | 2003 | Hinckley Ct | Berrywood Dr | Red Pine Cir | 151.6233 | PVC | 10 |  | 75 | 180 | 27292.2013 | 2729.2201 | 4503.2132 | 34524.6346 | 54 |  | Potable | 1 | 1 | 1 | 1 | 2011-11-08 15:16 | BAXTER\todd.deboer | 191 | V-669 | FIT-1413 | 1BH50-1BH51 | {A64A6AAE-94CE-4CFD-85D2-A227DFFFAD1E}
1402 | wMAIN-2159 | BH | INDUSTRIAL PARK IMPROVEMENTS PHASE 3 | 2001 | Hinckley Rd | Cypress Dr | Lindar Corporation | 5.9999 | PVC | 8 |  | 75 | 160 | 959.9856 | 95.9986 | 158.3976 | 1214.3818 | 52 | STUB NORTH | Potable | 1 | 1 | 1 | 1 | 2011-11-08 15:16 | BAXTER\todd.deboer | 199 | FIT-1414 | FIT-606 | 1BH34-1BH37 | {17E472DD-108C-40AC-914A-A58F4C1F09AD}
1403 | wMAIN-2160 | BH | INDUSTRIAL PARK IMPROVEMENTS PHASE 3 | 2001 | Hinckley Rd | Cypress Dr | Lindar Corporation | 31.9425 | PVC | 8 |  | 75 | 160 | 5110.7922 | 511.0792 | 843.2807 | 6465.1521 | 52 |  | Potable | 1 | 1 | 1 | 1 | 2011-11-08 15:16 | BAXTER\todd.deboer | 199 | V-667 | FIT-1414 | 1BH33-1BH34 | {5E124322-A897-4B83-B6B4-D99120CF266A}
1404 | wMAIN-2161 | BH | INDUSTRIAL PARK IMPROVEMENTS PHASE 3 | 2001 | Hinckley Rd | Cypress Dr | Lindar Corporation | 4.6726 | PVC | 8 |  | 75 | 160 | 747.6156 | 74.7616 | 123.3566 | 945.7338 | 52 |  | Potable | 1 | 1 | 1 | 1 | 2011-11-08 15:16 | BAXTER\todd.deboer | 199 | FIT-1415 | V-667 | 1BH32-1BH33 | {C43E9EC7-CEA0-4D00-BEDA-4F5C3CC93101}
1405 | wMAIN-2163 | BH | INDUSTRIAL PARK IMPROVEMENTS PHASE 3 | 2001 | Cypress Dr | Cypress Courts | None | 157.6668 | PVC | 12 |  | 75 | 200 | 31533.3604 | 3153.336 | 5203.0045 | 39889.7009 | 52 |  | Potable | 1 | 1 | 1 | 1 | 2011-11-08 15:16 | BAXTER\todd.deboer | 199 | FIT-1416 | FIT-1447 | 1BH14-1BH16 | {54089137-CF8F-4EF4-AD82-FBB865770E48}
1406 | wMAIN-2164 | DF | MNDOT SITE IMPROVEMENTS | 1991 | Transportation Dept | None | None | 3 | PVC | 8 |  | 75 | 160 | 479.9998 | 48 | 79.2 | 607.1998 | 42 |  | Potable | 1 | 1 | 1 | 1 | 2021-03-17 08:58 | BAXTER\tdeboer |  | wFIT-1335 | wVLV-804 | 1DF10-1DF11 | {AA79B55C-5E26-4802-8405-DE3A8F9311D9}
1407 | wMAIN-2165 | DG | MNDOT SITE IMPROVEMENTS | 1991 | Transportation Dept | None | None | 43.6964 | PVC | 6 |  | 75 | 140 | 6117.5029 | 611.7503 | 1009.388 | 7738.6411 | 42 |  | Potable | 1 | 1 | 1 | 1 | 2011-11-08 15:16 | BAXTER\todd.deboer |  | FIT-1334 | V-803 | 1DG19-1DG20 | {7669888A-1C3B-4293-9891-B79F5C6ECA56}
1408 | wMAIN-2166 | DG | 1993 INDUSTRIAL PARK IMPROVEMENTS | 1995 | Industrial Park Rd | Transportation Department | Geodderz Rd | 197.7557 | PVC | 6 |  | 75 | 140 | 27685.801 | 2768.5801 | 4568.1572 | 35022.5383 | 46 |  | Potable | 1 | 1 | 1 | 1 | 2011-11-08 15:16 | BAXTER\todd.deboer | 200 | V-805 | FIT-1334 | 1DG18-1DG19 | {A26C1576-D85C-468F-9295-5E92CC248A79}
1409 | wMAIN-2167 | CE | 1977 MUNICIPAL WATER SYSTEM CONSTRUCTION | 1977 | State Hwy 210 | Kohl's | State Hwy 371 | 3.6037 | DIP | 12 |  | 75 | 200 | 720.7389 | 72.0739 | 118.9219 | 911.7347 | 28 |  | Potable | 1 | 1 | 1 | 1 | 2011-11-08 15:16 | BAXTER\todd.deboer | 100 | FIT-126 | V-798 | 1CE23-1CE24 | {8F2EA265-12C9-4FDE-A086-2A7B932C374B}
1410 | wMAIN-2168 | CE | 1977 MUNICIPAL WATER SYSTEM CONSTRUCTION | 1977 | State Hwy 210 | Minnesota District 7AA | None | 8.7891 | DIP | 12 |  | 75 | 200 | 1757.8233 | 175.7823 | 290.0408 | 2223.6464 | 28 |  | Potable | 1 | 1 | 1 | 1 | 2011-11-08 15:16 | BAXTER\todd.deboer | 100 | FIT-1890 | V-797 | 1CE26-1CE25 | {2ED0F93C-7FEC-4BFB-BBB7-347074AE78D8}
1411 | wMAIN-2169 | DE | 1977 MUNICIPAL SANITARY SEWER AND WATER SYSTEMS CONSTRUCTION | 1977 | Golf Course Dr | Kohl's | State Hwy 210 | 11.0464 | DIP | 12 |  | 75 | 200 | 2209.2741 | 220.9274 | 364.5302 | 2794.7317 | 28 |  | Potable | 1 | 1 | 1 | 1 | 2011-11-08 15:16 | BAXTER\todd.deboer | 100 | FIT-1913 | FIT-1712 | 1DE12-1DE13 | {6845B893-0970-467B-9484-8BAFF94E394A}
1412 | wMAIN-2170 | CE | 1977 MUNICIPAL WATER SYSTEMS CONSTRUCTION | 1977 | Fairview Rd | Golf Course Dr | Mills Fleet Farm Carwash | 3.1221 | DIP | 8 |  | 75 | 160 | 499.5394 | 49.9539 | 82.424 | 631.9174 | 28 |  | Potable | 1 | 1 | 1 | 1 | 2013-05-22 13:46 | BAXTER\todd.deboer | 100 | wFIT-1337 | wVLV-799 | 1CE17-1CE18 | {7A7B270F-E2A1-4345-9E71-A5B6BFCE0931}
1413 | wMAIN-2171 | CE | 1977 MUNICIPAL WATER SYSTEM CONSTRUCTION | 1977 | State Hwy 210 | Minnesota District 7AA | None | 70.9109 | DIP | 12 |  | 75 | 200 | 14182.1718 | 1418.2172 | 2340.0583 | 17940.4473 | 28 |  | Potable | 1 | 1 | 1 | 1 | 2011-11-08 15:16 | BAXTER\todd.deboer | 100 | FIT-1889 | FIT-1890 | 1CE27-1CE26 | {0CB74ACA-768D-420E-8FF9-CEBDD2313973}
1414 | wMAIN-2172 | CE | 1977 MUNICIPAL WATER SYSTEM CONSTRUCTION | 1977 | Golf Course Dr | State Hwy 210 | None | 159.8893 | DIP | 12 |  | 75 | 200 | 31977.858 | 3197.7858 | 5276.3466 | 40451.9904 | 28 |  | Potable | 1 | 1 | 1 | 1 | 2011-11-08 15:16 | BAXTER\todd.deboer | 100 | FIT-1888 | FIT-1887 | 1CE21-1CE20 | {C1709905-7359-4F86-B077-C4430CAB76FC}
1415 | wMAIN-2173 | CE | 1977 MUNICIPAL WATER SYSTEM CONSTRUCTION | 1977 | State Hwy 210 | Minnesota District 7AA | None | 4.1974 | DIP | 12 |  | 75 | 200 | 839.4721 | 83.9472 | 138.5129 | 1061.9323 | 28 |  | Potable | 1 | 1 | 1 | 1 | 2011-11-08 15:16 | BAXTER\todd.deboer | 100 |  | FIT-126 | 1CE25-1CE23 | {F5C6E1AE-2FA3-453E-8CB8-A46EE3DB62CE}
1416 | wMAIN-2174 | DF | 1988 INDUSTRIAL PARK IMPROVEMENTS | 1989 | Industrial Park | None | None | 20.0099 | PVC | 12 |  | 75 | 200 | 4001.9866 | 400.1987 | 660.3278 | 5062.5131 | 40 |  | Potable | 1 | 1 | 1 | 1 | 2011-11-08 15:16 | BAXTER\todd.deboer | 104 | FIT-1340 | FIT-1339 | 1DF04-1DF02 | {2AC0EADF-A2F3-47E4-9A99-8151825EC457}
1417 | wMAIN-2177 | DE | 1977 MUNICIPAL SANITARY SEWER AND WATER SYSTEMS CONSTRUCTION | 1977 | State Hwy 371 | None | None | 5.057 | DIP | 12 |  | 75 | 200 | 1011.4017 | 101.1402 | 166.8813 | 1279.4232 | 28 |  | Potable | 1 | 1 | 1 | 1 | 2011-11-08 15:16 | BAXTER\todd.deboer | 100 | V-783 | FIT-1341 | 1DE06-1DE04 | {C638ADF4-5B08-4362-AE64-661C985277AA}
1418 | wMAIN-2178 | DE | 1977 MUNICIPAL SANITARY SEWER AND WATER SYSTEMS CONSTRUCTION | 1977 | State Hwy 371 | Linn Star Transfer | None | 3.8932 | DIP | 12 |  | 75 | 200 | 778.6458 | 77.8646 | 128.4766 | 984.9869 | 28 |  | Potable | 1 | 1 | 1 | 1 | 2011-11-08 15:16 | BAXTER\todd.deboer | 100 | V-782 | FIT-1341 | 1DE03-1DE04 | {22F02056-3F13-4D61-8FE6-F3601187595B}
1419 | wMAIN-2179 | DD | 1977 MUNICIPAL SANITARY SEWER AND WATER SYSTEMS CONSTRUCTION | 1977 | Excelsior Rd | State Hwy 371 | Dellwood Dr | 4.3383 | DIP | 12 |  | 75 | 200 | 867.6695 | 86.767 | 143.1655 | 1097.602 | 28 |  | Potable | 1 | 1 | 1 | 1 | 2011-11-08 15:16 | BAXTER\todd.deboer | 100 | V-795 | FIT-1214 | 1DD08-1DD09 | {772EDAFF-F24D-49C7-A691-4E1FB8442044}
1420 | wMAIN-2180 | DD | 1977 MUNICIPAL SANITARY SEWER AND WATER SYSTEMS CONSTRUCTION | 1977 | Excelsior Rd | State Hwy 371 | Dellwood Dr | 16.9576 | DIP | 12 |  | 75 | 200 | 3391.5233 | 339.1523 | 559.6013 | 4290.277 | 28 |  | Potable | 1 | 1 | 1 | 1 | 2011-11-08 15:16 | BAXTER\todd.deboer | 100 | V-787 | FIT-1864 | 1DD05-1DD06 | {7165CF8D-9617-42B2-87D2-D3741438B0C5}
1421 | wMAIN-2182 | ED | 1977 MUNICIPAL SANITARY SEWER AND WATER SYSTEMS CONSTRUCTION | 1977 | Excelsior Rd | Frandsen Bank & Trust | State Hwy 371 | 2.6579 | DIP | 10 |  | 75 | 180 | 478.4133 | 47.8413 | 78.9382 | 605.1928 | 28 |  | Potable | 1 | 1 | 1 | 1 | 2019-11-27 09:54 | BAXTER\Todd.DeBoer | 100 | wFIT-1343 | wVLV-790 | 1ED09-1ED10 | {8EBE112F-3EE3-420D-ACFB-07FD111D8B61}
1422 | wMAIN-2183 | ED | 1977 MUNICIPAL SANITARY SEWER AND WATER SYSTEMS CONSTRUCTION | 1977 | Excelsior Rd | Excelsior Rd | Cub Foods | 2.2094 | DIP | 10 |  | 75 | 180 | 397.6939 | 39.7694 | 65.6195 | 503.0828 | 28 |  | Potable | 1 | 1 | 1 | 1 | 2019-11-27 09:54 | BAXTER\Todd.DeBoer | 100 | wFIT-1343 | wVLV-789 | 1ED09-1ED11 | {BE4049FC-924B-4571-8608-886FC31B9692}
1423 | wMAIN-2184 | ED | 1977 MUNICIPAL SANITARY SEWER AND WATER SYSTEMS CONSTRUCTION | 1977 | Excelsior Rd | Frandsen Bank & Trust | State Hwy 371 | 130.0129 | DIP | 10 |  | 75 | 180 | 23402.3186 | 2340.2319 | 3861.3826 | 29603.933 | 28 |  | Potable | 1 | 1 | 1 | 1 | 2019-11-27 09:54 | BAXTER\Todd.DeBoer | 100 | wVLV-790 | wVLV-786 | 1ED10-1DD04 | {EBF5E3A1-5705-4551-AB95-6F47746B981C}
1424 | wMAIN-2185 | ED | 1977 MUNICIPAL SANITARY SEWER AND WATER SYSTEMS CONSTRUCTION | 1977 | Excelsior Rd | Frandsen Bank & Trust | State Hwy 371 | 2.3033 | DIP | 10 |  | 75 | 180 | 414.5912 | 41.4591 | 68.4076 | 524.4579 | 28 |  | Potable | 1 | 1 | 1 | 1 | 2019-11-27 09:54 | BAXTER\Todd.DeBoer | 100 | wVLV-791 | wFIT-1343 | 1ED08-1ED09 | {41F00AA4-3E22-42A4-B7EF-6A6015C5AFCE}
1425 | wMAIN-2186 | DD | 1977 MUNICIPAL SANITARY SEWER AND WATER SYSTEMS CONSTRUCTION | 1977 | Excelsior Rd | State Hwy 371 | Dellwood Dr | 3.4993 | DIP | 12 |  | 75 | 200 | 699.8517 | 69.9852 | 115.4755 | 885.3124 | 28 |  | Potable | 1 | 1 | 1 | 1 | 2011-11-08 15:16 | BAXTER\todd.deboer | 100 | FIT-1344 | V-787 | 1DD02-1DD05 | {6DBE9E48-EBAA-4B8E-AA5D-952B0E7CCAA6}
1426 | wMAIN-2187 | DD | 1977 MUNICIPAL SANITARY SEWER AND WATER SYSTEMS CONSTRUCTION | 1977 | State Hwy 371 | Excelsior Rd | None | 2.3973 | DIP | 10 |  | 75 | 180 | 431.5168 | 43.1517 | 71.2003 | 545.8688 | 28 |  | Potable | 1 | 1 | 1 | 1 | 2011-11-08 15:16 | BAXTER\todd.deboer | 100 | FIT-411 | V-786 | 1DD03-1DD04. | {0BBD89BD-2B68-4465-83B8-6AB302B3B64C}
1427 | wMAIN-2188 | DD | 1977 MUNICIPAL SANITARY SEWER AND WATER SYSTEMS CONSTRUCTION | 1977 | State Hwy 371 | Fairview Rd | Excelsior Rd | 419.82 | DIP | 12 |  | 75 | 200 | 83963.9906 | 8396.3991 | 13854.0585 | 106214.4482 | 28 |  | Potable | 1 | 1 | 1 | 1 | 2011-11-08 15:16 | BAXTER\todd.deboer | 100 | V-781 | V-788 | 1DE05-1DD01 | {ACA9DCD7-E0ED-4AAA-912F-AA1BCCF566DA}
1428 | wMAIN-2189 | EF | MN 371 BY-PASS CONSTRUCTION | 2002 | Bypass 371 | None | None | 262.6077 | PVC | 12 |  | 75 | 200 | 52521.5322 | 5252.1532 | 8666.0528 | 66439.7383 | 53 |  | Potable | 1 | 1 | 1 | 1 | 2011-11-08 15:16 | BAXTER\todd.deboer | 196 | V-688 | FIT-1345 | 1DF01-1EF27 | {DE8B8355-2F33-47E9-AAEB-FE2144CA7F4B}
1429 | wMAIN-2190 | DE | 1977 MUNICIPAL WATER SYSTEM CONSTRUCTION | 1977 | State Hwy 371 | State Hwy 210 | None | 715.4209 | DIP | 12 |  | 75 | 200 | 143084.1749 | 14308.4175 | 23608.8889 | 181001.4813 | 28 |  | Potable | 1 | 1 | 1 | 1 | 2011-11-08 15:16 | BAXTER\todd.deboer | 100 | V-784 | V-783 | 1DE07-1DE06 | {B76FE709-AB31-49FD-88AE-B7EA8C6A5E23}
1430 | wMAIN-2191 | DE | 1977 MUNICIPAL SANITARY SEWER AND WATER SYSTEMS CONSTRUCTION | 1977 | State Hwy 371 | None | None | 2.795 | DIP | 12 |  | 75 | 200 | 558.9956 | 55.8996 | 92.2343 | 707.1295 | 28 |  | Potable | 1 | 1 | 1 | 1 | 2011-11-08 15:16 | BAXTER\todd.deboer | 100 | FIT-1341 | V-781 | 1DE04-1DE05 | {E0BDE9A6-5878-49D4-8B54-947F699BFBAA}
1431 | wMAIN-2197 | AF | 1988 INDUSTRIAL PARK IMPROVEMENTS | 1988 | Highland Senic Dr | Industrial Park Rd | Greenwood Rd | 32.8995 | PVC | 8 |  | 75 | 160 | 5263.9169 | 526.3917 | 868.5463 | 6658.8549 | 39 |  | Potable | 1 | 1 | 1 | 1 | 2021-03-17 09:19 | BAXTER\tdeboer | 104 | wFIT-850 | wFIT-1348 | 1AF24-1AF10 | {861F3664-7AF7-42CD-97E4-CAC6F1EDB462}
1432 | wMAIN-2198 | AF | 1988 INDUSTRIAL PARK IMPROVEMENTS | 1988 | Highland Senic Dr | Industrial Park Rd | Greenwood Rd | 35.0539 | PVC | 8 |  | 75 | 160 | 5608.6207 | 560.8621 | 925.4224 | 7094.9052 | 39 |  | Potable | 1 | 1 | 1 | 1 | 2021-03-17 09:19 | BAXTER\tdeboer | 104 | wVLV-776 | wFIT-852 | 1AF08-1AF20 | {948BA8F7-7A6F-4CB8-80E6-99E9A83C20DA}
1433 | wMAIN-2199 | AF | 1988 INDUSTRIAL PARK IMPROVEMENTS | 1988 | Highland Senic Dr | Industrial Park Rd | Greenwood Rd | 5.4223 | PVC | 8 |  | 75 | 160 | 867.5679 | 86.7568 | 143.1487 | 1097.4734 | 39 |  | Potable | 1 | 1 | 1 | 1 | 2021-03-17 09:18 | BAXTER\tdeboer | 104 | wFIT-1348 | wFIT-1347 | 1AF10-1AF07 | {9D1DB1CA-D3ED-4B03-AEB9-7AFFE826778D}
1434 | wMAIN-2200 | AF | 1988 INDUSTRIAL PARK IMPROVEMENTS | 1988 | Highland Senic Dr | Industrial Park Rd | Greenwood Rd | 3.9436 | PVC | 8 |  | 75 | 160 | 630.9771 | 63.0977 | 104.1112 | 798.1861 | 39 |  | Potable | 1 | 1 | 1 | 1 | 2021-03-17 09:18 | BAXTER\tdeboer | 104 | wFIT-1347 | wVLV-776 | 1AF07-1AF08 | {9FE5D203-DFCC-4FEA-8C23-91A6921A1935}
1435 | wMAIN-2203 | AG | 1981 UTILITY IMPROVEMENTS | 1981 | Highland Scenic Dr S | Greenwood Rd | College Rd | 19.4633 | PVC | 8 |  | 75 | 160 | 3114.126 | 311.4126 | 513.8308 | 3939.3694 | 32 |  | Potable | 1 | 1 | 1 | 1 | 2011-11-08 15:16 | BAXTER\todd.deboer | 102 | FIT-1369 | V-735 | 1AG37-1AG43 | {A531886F-B85E-45A3-AE6A-6F161813FDAD}
1436 | wMAIN-2206 | BG | 1981 UTILITY IMPROVEMENTS | 1981 | Greenwood Dr | Cypress Dr | Birch Dr | 712.3217 | PVC | 8 |  | 75 | 160 | 113971.4671 | 11397.1467 | 18805.2921 | 144173.9058 | 32 |  | Potable | 1 | 1 | 1 | 1 | 2021-03-16 15:29 | BAXTER\tdeboer | 102 | wFIT-1354 | wFIT-1379 | 1BG48-1BG51 | {AB835623-9C5F-4BD9-A988-81E8F4E12EB3}
1437 | wMAIN-2207 | BG | 1981 UTILITY IMPROVEMENTS | 1981 | Greenwood Dr | Cypress Dr | Birch Dr | 3.7767 | PVC | 8 |  | 75 | 160 | 604.2794 | 60.4279 | 99.7061 | 764.4134 | 32 |  | Potable | 1 | 1 | 1 | 1 | 2021-03-16 14:38 | BAXTER\tdeboer | 102 | wVLV-770 | wFIT-1354 | 1BG47-1BG48 | {10FC5EBD-F2BA-4487-BED3-ADB77A02F0F0}
1438 | wMAIN-2211 | BF | 1981 UTILITY IMPROVEMENTS | 1981 | Cypress Dr | Industrial Park Rd | Greenwood Rd | 500.8894 | PVC | 12 |  | 75 | 200 | 100177.8807 | 10017.7881 | 16529.3503 | 126725.0191 | 32 |  | Potable | 1 | 1 | 1 | 1 | 2021-03-16 14:38 | BAXTER\tdeboer | 102 | wFIT-845 | wFIT-1545 | 1BF12-1BG22 | {3927D49C-8E69-481B-9467-93A3ACA3AA61}
1439 | wMAIN-2212 | BG | GREENWOOD SOUTH SEWER AND WATER IMPROVEMENTS | 1994 | Cypress Dr | Industrial Park Rd | Greenwood Rd | 2.9998 | PVC | 12 |  | 75 | 200 | 599.9618 | 59.9962 | 98.9937 | 758.9517 | 45 | CONNECTED TO EXISTING | Potable | 1 | 1 | 1 | 1 | 2021-03-16 14:38 | BAXTER\tdeboer | 120 | wFIT-1546 | wFIT-1545 | 1BG21-1BG22 | {77FEC207-1A25-4DC6-87B7-75C1B7038105}
1440 | wMAIN-2213 | CG | GREENWOOD SOUTH SEWER AND WATER IMPROVEMENTS | 1994 | Greenwood Rd | Cypress Estates | College Rd | 32.7526 | PVC | 6 |  | 75 | 140 | 4585.3665 | 458.5366 | 756.5855 | 5800.4886 | 45 |  | Potable | 1 | 1 | 1 | 1 | 2021-03-16 14:39 | BAXTER\tdeboer | 120 | wFIT-1544 | wVLV-420 | 1CG23-1CG26 | {684193B8-2C0F-4096-83FC-2C02C234F217}
1441 | wMAIN-2214 | BG | GREENWOOD SOUTH SEWER AND WATER IMPROVEMENTS | 1994 | Greenwood Rd | Cypress Estates | College Rd | 3.0001 | PVC | 8 |  | 75 | 160 | 480.0221 | 48.0022 | 79.2036 | 607.2279 | 45 |  | Potable | 1 | 1 | 1 | 1 | 2021-03-16 14:37 | BAXTER\tdeboer | 120 | wFIT-1546 | wVLV-425 | 1BG21-1BG23 | {E280F945-AB17-4845-8296-F8AC38724CA7}
1442 | wMAIN-2215 | BG | GREENWOOD SOUTH SEWER AND WATER IMPROVEMENTS | 1994 | Greenwood Rd | Cypress Estates | College Rd | 43.7326 | PVC | 8 |  | 75 | 160 | 6997.2207 | 699.7221 | 1154.5414 | 8851.4842 | 45 |  | Potable | 1 | 1 | 1 | 1 | 2021-03-16 14:44 | BAXTER\tdeboer | 120 | wVLV-425 | wFIT-420 | 1BG23-1BG24 | {C4751455-6749-4431-9E9D-4CC85FE95C47}
1443 | wMAIN-2217 | BG | 1981 UTILITY IMPROVEMENTS | 1981 | Greenwood Dr | Cypress Dr | Birch Dr | 17.9999 | PVC | 8 |  | 75 | 160 | 2879.9839 | 287.9984 | 475.1973 | 3643.1796 | 32 |  | Potable | 1 | 1 | 1 | 1 | 2021-03-16 14:38 | BAXTER\tdeboer | 102 | wFIT-1545 | wVLV-770 | 1BG22-1BG47 | {E418C05B-D3DA-4B98-A03A-84C927E3ACD2}
1444 | wMAIN-2219 | BG | 1999 COLLEGE ROAD IMPROVEMENTS | 2001 | College Rd | Birch Dr | Berrywood Dr | 2.0273 | PVC | 10 |  | 75 | 180 | 364.9085 | 36.4908 | 60.2099 | 461.6092 | 52 |  | Potable | 1 | 1 | 1 | 1 | 2011-11-08 15:16 | BAXTER\todd.deboer | 153 | FIT-421 | V-749 | 1BG36-1BG37 | {3423BF28-24D0-44B0-A830-6FB1F94CAD42}
1445 | wMAIN-2221 | DG | 1999 ISLE AND GLORY ROAD IMPROVEMENTS | 2001 | North Memorial Service | Goedderz Rd | College Rd | 2.2446 | PVC | 10 |  | 75 | 180 | 404.0343 | 40.4034 | 66.6657 | 511.1034 | 52 |  | Potable | 1 | 1 | 1 | 1 | 2011-11-08 15:16 | BAXTER\todd.deboer | 181 | FIT-1964 | V-762 | 1DG12-1DG14 | {7F61FA1C-ECBA-4FEB-B338-D65999A15E23}
1446 | wMAIN-2223 | DG | 1993 INDUSTRIAL PARK IMPROVEMENTS | 1995 | College Rd | Industrial Park Rd | Evergreen Dr | 161.2306 | PVC | 10 |  | 75 | 180 | 29021.5026 | 2902.1503 | 4788.5479 | 36712.2008 | 46 |  | Potable | 1 | 1 | 1 | 1 | 2011-11-08 15:16 | BAXTER\todd.deboer | 200 | V-763 | FIT-1559 | 1DG13-1DG05 | {950FDA63-4107-46BB-B93A-E4B8189C70BF}
1447 | wMAIN-2224 | CG | 1993 INDUSTRIAL PARK IMPROVEMENTS | 1995 | Dogwood Dr | Goedderz Rd | College Rd | 37.4131 | PVC | 8 |  | 75 | 160 | 5986.1019 | 598.6102 | 987.7068 | 7572.4189 | 46 |  | Potable | 1 | 1 | 1 | 1 | 2011-11-08 15:16 | BAXTER\todd.deboer | 200 | V-758 | FIT-1555 | 1CG14-1CG15 | {0185DCAD-3309-49ED-B6D6-0C98A61A3FC3}
1448 | wMAIN-2225 | CG | 1999 ISLE AND GLORY ROAD IMPROVEMENTS | 2000 | Dogwood Dr | College Rd | Hastings Rd | 283.6838 | PVC | 8 |  | 75 | 160 | 45389.4082 | 4538.9408 | 7489.2524 | 57417.6014 | 51 |  | Potable | 1 | 1 | 1 | 1 | 2011-11-08 15:16 | BAXTER\todd.deboer | 181 | FIT-1885 | FIT-1355 | 1CG03-1CG30 | {E385C1CA-953F-48C1-98CD-0A106F48F9A2}
1449 | wMAIN-2227 | CG | 1999 ISLE AND GLORY ROAD IMPROVEMENTS | 2000 | Dogwood Dr | College Rd | Hastings Rd | 3.7073 | PVC | 8 |  | 75 | 160 | 593.168 | 59.3168 | 97.8727 | 750.3575 | 51 |  | Potable | 1 | 1 | 1 | 1 | 2011-11-08 15:16 | BAXTER\todd.deboer | 181 | FIT-1355 | V-656 | 1CG30-1CG29 | {843EB8C8-6C62-4395-BADF-81C830D180B6}
1450 | wMAIN-2228 | CG | 1993 INDUSTRIAL PARK IMPROVEMENTS | 1995 | Cypress Estates | College Rd | None | 21.8085 | PVC | 6 |  | 75 | 140 | 3053.1868 | 305.3187 | 503.7758 | 3862.2813 | 46 |  | Potable | 1 | 1 | 1 | 1 | 2011-11-08 15:16 | BAXTER\todd.deboer | 200 | FIT-1911 | FIT-1552 | 1CG09-1CG12 | {78EE9DF4-F7B6-4E15-9F82-67BE5B539EA7}
1451 | wMAIN-2231 | CG | 1993 INDUSTRIAL PARK IMPROVEMENTS | 1995 | Cypress Estates | College Rd | None | 5.6715 | PVC | 6 |  | 75 | 140 | 794.0164 | 79.4016 | 131.0127 | 1004.4307 | 46 |  | Potable | 1 | 1 | 1 | 1 | 2011-11-08 15:16 | BAXTER\todd.deboer | 200 | V-407 | FIT-208 | 1CG08-1CG44 | {48A6DE05-B76A-4B9A-B93F-F93B461EC2EC}
1452 | wMAIN-2232 | CG | 1993 INDUSTRIAL PARK IMPROVEMENTS | 1995 | Vision Electrical Services | College Rd | None | 70 | PVC | 8 |  | 75 | 160 | 11199.9972 | 1119.9997 | 1847.9995 | 14167.9965 | 46 |  | Potable | 1 | 1 | 1 | 1 | 2011-11-08 15:16 | BAXTER\todd.deboer | 200 | V-757 | FIT-1914 | 1CG06-1CG07 | {39C1759D-0E9F-408C-AEE0-7688273F99C2}
1453 | wMAIN-2233 | BG | 1999 COLLEGE ROAD IMPROVEMENTS | 2001 | Birch Dr | Greenwood Dr | College Rd | 316.5811 | PVC | 6 |  | 75 | 140 | 44321.3483 | 4432.1348 | 7313.0225 | 56066.5056 | 52 |  | Potable | 1 | 1 | 1 | 1 | 2011-11-08 15:16 | BAXTER\todd.deboer | 153 | FIT-1365 | V-740 | 1BG38-1BG39 | {FD7D11C5-E80D-41FE-9183-9209D950AF88}
1454 | wMAIN-2236 | AG | 1999 COLLEGE ROAD IMPROVEMENTS | 2001 | Highland Senic Rd | Carlos Rd | College Rd | 2.9999 | PVC | 10 |  | 75 | 180 | 539.9878 | 53.9988 | 89.098 | 683.0845 | 52 |  | Potable | 1 | 1 | 1 | 1 | 2011-11-08 15:16 | BAXTER\todd.deboer | 153 | FIT-1357 | FIT-422 | 1AG13-1AG16 | {4566CCD4-BAD9-4B05-9955-371F77BEDF62}
1455 | wMAIN-2239 | AG | 1999 COLLEGE ROAD IMPROVEMENTS | 2001 | Highland Senic Rd | Carlos Rd | College Rd | 2.4479 | PVC | 10 |  | 75 | 180 | 440.6169 | 44.0617 | 72.7018 | 557.3804 | 52 |  | Potable | 1 | 1 | 1 | 1 | 2011-11-08 15:16 | BAXTER\todd.deboer | 153 | FIT-1357 | V-744 | 1AG13-1AG14 | {1DEE8B58-7A28-4C70-B1EC-26358BB23A6F}
1456 | wMAIN-2240 | AG | 1999 COLLEGE ROAD IMPROVEMENTS | 2001 | College Rd | Highland Senic Rd | Conifer Dr | 2.0349 | PVC | 10 |  | 75 | 180 | 366.2802 | 36.628 | 60.4362 | 463.3445 | 52 |  | Potable | 1 | 1 | 1 | 1 | 2011-11-08 15:16 | BAXTER\todd.deboer | 153 | V-743 | FIT-1357 | 1AG12-1AG13 | {6B004CE9-DE0E-4FF8-B90B-1B63129957A0}
1457 | wMAIN-2242 | BG | 1993 INDUSTRIAL PARK IMPROVEMENTS | 1995 | Cypress Dr | College Rd | Basswood Dr | 48.9462 | PVC | 12 |  | 75 | 200 | 9789.2311 | 978.9231 | 1615.2231 | 12383.3773 | 46 |  | Potable | 1 | 1 | 1 | 1 | 2011-11-08 15:16 | BAXTER\todd.deboer | 200 | FIT-1551 | FIT-1550 | 1BG02-1BG03 | {9728FB8A-D909-4772-B34F-206CD955AA78}
1458 | wMAIN-2243 | BG | 1993 INDUSTRIAL PARK IMPROVEMENTS | 1995 | Cypress Dr | College Rd | Basswood Dr | 5.0001 | PVC | 12 |  | 75 | 200 | 1000.0134 | 100.0013 | 165.0022 | 1265.017 | 46 |  | Potable | 1 | 1 | 1 | 1 | 2011-11-08 15:16 | BAXTER\todd.deboer | 200 | FIT-1550 | V-409 | 1BG03-1BG06 | {057CE9BE-6AB3-4628-BE15-6C874D6EC10F}
1459 | wMAIN-2244 | BG | 1993 INDUSTRIAL PARK IMPROVEMENTS | 1995 | Cypress Dr | College Rd | Basswood Dr | 5.9997 | PVC | 12 |  | 75 | 200 | 1199.9362 | 119.9936 | 197.9895 | 1517.9193 | 46 | CONNECTED TO EXISTING | Potable | 1 | 1 | 1 | 1 | 2011-11-08 15:16 | BAXTER\todd.deboer | 200 | V-409 | FIT-1910 | 1BG06-1BG07 | {616A28D9-A671-4F2B-8C9B-5A26CB42865E}
1460 | wMAIN-2246 | BG | GREENWOOD SOUTH SEWER AND WATER IMPROVEMENTS | 1994 | Cypress Dr | College Rd | Basswood Dr | 228.8383 | PVC | 12 |  | 75 | 200 | 45767.6539 | 4576.7654 | 7551.6629 | 57896.0822 | 45 |  | Potable | 1 | 1 | 1 | 1 | 2020-06-09 09:53 | BAXTER\tdeboer | 120 | wFIT-1910 | wFIT-1548 | 1BG07-1BG10 | {703172BF-0680-43D5-A348-37838EDC27FE}
1461 | wMAIN-2247 | BG | 1993 INDUSTRIAL PARK IMPROVEMENTS | 1995 | College Rd | Basswood Rd | Cypress Dr | 2.5004 | PVC | 12 |  | 75 | 200 | 500.0859 | 50.0086 | 82.5142 | 632.6087 | 46 |  | Potable | 1 | 1 | 1 | 1 | 2011-11-08 15:16 | BAXTER\todd.deboer | 200 | FIT-1551 | V-753 | 1BG02-1BG08 | {15889A82-89F2-4EBC-B0CA-A608A67843E4}
1462 | wMAIN-2248 | BG | 1993 INDUSTRIAL PARK IMPROVEMENTS | 1995 | College Rd | Dogwood Dr | Cypress Dr | 3.6963 | PVC | 12 |  | 75 | 200 | 739.2692 | 73.9269 | 121.9794 | 935.1755 | 46 |  | Potable | 1 | 1 | 1 | 1 | 2011-11-08 15:16 | BAXTER\todd.deboer | 200 | V-754 | FIT-1551 | 1BG01-1BG02 | {E15026BB-F150-4D17-9D19-2708820F00F2}
1463 | wMAIN-2249 | BG | GREENWOOD SOUTH SEWER AND WATER IMPROVEMENTS | 1994 | Cypress Dr | College Rd | Basswood Dr | 49.003 | PVC | 12 |  | 75 | 200 | 9800.6069 | 980.0607 | 1617.1001 | 12397.7678 | 45 |  | Potable | 1 | 1 | 1 | 1 | 2011-11-08 15:16 | BAXTER\todd.deboer | 120 | FIT-1548 | FIT-1547 | 1BG10-1BG13 | {54357B41-81D0-4BCF-A610-A9B9E5907737}
1464 | wMAIN-2250 | CG | 1993 INDUSTRIAL PARK IMPROVEMENTS | 1995 | Dogwood Dr | College Rd | Hastings Rd | 74.6714 | PVC | 8 |  | 75 | 160 | 11947.4253 | 1194.7425 | 1971.3252 | 15113.4931 | 46 |  | Potable | 1 | 1 | 1 | 1 | 2011-11-08 15:16 | BAXTER\todd.deboer | 200 | V-760 | V-761 | 1CG02-1CG45 | {3B3D2D75-6FC1-4285-8B54-FDA8AEA7AFD2}
1465 | wMAIN-2251 | CG | 1993 INDUSTRIAL PARK IMPROVEMENTS | 1995 | College Rd | Dogwood Dr | Cypress Dr | 2.8707 | PVC | 10 |  | 75 | 180 | 516.7309 | 51.6731 | 85.2606 | 653.6646 | 46 |  | Potable | 1 | 1 | 1 | 1 | 2011-11-08 15:16 | BAXTER\todd.deboer | 200 | FIT-1983 | V-759 | 1CG01-1CG04 | {9B181C10-4311-452D-A313-A8EE5098F853}
1466 | wMAIN-2252 | CG | 1993 INDUSTRIAL PARK IMPROVEMENTS | 1995 | Dogwood Dr | College Rd | Hastings Rd | 2.822 | PVC | 8 |  | 75 | 160 | 451.5156 | 45.1516 | 74.5001 | 571.1672 | 46 |  | Potable | 1 | 1 | 1 | 1 | 2011-11-08 15:16 | BAXTER\todd.deboer | 200 | FIT-1983 | V-760 | 1CG01-1CG02 | {5E1F8EE2-9E74-4A3F-B1DB-F43E3F15B695}
1467 | wMAIN-2253 | CG | 1993 INDUSTRIAL PARK IMPROVEMENTS | 1995 | College Rd | Dogwood Dr | Cypress Dr | 3.2006 | PVC | 10 |  | 75 | 180 | 576.1157 | 57.6116 | 95.0591 | 728.7864 | 46 |  | Potable | 1 | 1 | 1 | 1 | 2011-11-08 15:16 | BAXTER\todd.deboer | 200 | FIT-1984 | V-756 | 1CG05-1CG13 | {62BE6340-3AD2-499A-A882-09E380EF5479}
1468 | wMAIN-2254 | CG | 1993 INDUSTRIAL PARK IMPROVEMENTS | 1995 | Vision Electrical Services | College Rd | None | 2.8556 | PVC | 8 |  | 75 | 160 | 456.8934 | 45.6893 | 75.3874 | 577.9701 | 46 |  | Potable | 1 | 1 | 1 | 1 | 2011-11-08 15:16 | BAXTER\todd.deboer | 200 | FIT-1984 | V-757 | 1CG05-1CG06 | {A23A3D6C-A166-4432-8017-D4102E02CF02}
1469 | wMAIN-2255 | CG | 1993 INDUSTRIAL PARK IMPROVEMENTS | 1995 | College Rd | Dogwood Dr | Cypress Dr | 565.5207 | PVC | 10 |  | 75 | 180 | 101793.7209 | 10179.3721 | 16795.9639 | 128769.0569 | 46 |  | Potable | 1 | 1 | 1 | 1 | 2011-11-08 15:16 | BAXTER\todd.deboer | 200 | V-759 | FIT-1984 | 1CG04-1CG05 | {AE2C3BF0-2E1D-47BE-9D73-1A5DF97D9B49}
1470 | wMAIN-2258 | AG | 1999 COLLEGE ROAD IMPROVEMENTS | 2001 | Highland Senic Rd | Carlos Rd | College Rd | 77.6723 | PVC | 10 |  | 75 | 180 | 13981.0056 | 1398.1006 | 2306.8659 | 17685.972 | 52 |  | Potable | 1 | 1 | 1 | 1 | 2011-11-08 15:16 | BAXTER\todd.deboer | 153 | V-744 | FIT-319 | 1AG14-1AG15 | {83312485-E6B0-4C71-B66E-C6E02B8A7314}
1471 | wMAIN-2261 | AG | 1999 COLLEGE ROAD IMPROVEMENTS | 2001 | College Rd | Highland Senic Rd | Conifer Dr | 481.3893 | PVC | 10 |  | 75 | 180 | 86650.0753 | 8665.0075 | 14297.2624 | 109612.3452 | 52 |  | Potable | 1 | 1 | 1 | 1 | 2011-11-08 15:16 | BAXTER\todd.deboer | 153 | FIT-1359 | V-743 | 1AG09-1AG12 | {83CF776B-D09D-409F-870B-0F7EAE54FEA9}
1472 | wMAIN-2263 | BG | 1999 COLLEGE ROAD IMPROVEMENTS | 2001 | Berrywood Dr | Heritage Church | College Rd | 1.3025 | PVC | 12 |  | 75 | 200 | 260.5021 | 26.0502 | 42.9828 | 329.5351 | 52 |  | Potable | 1 | 1 | 1 | 1 | 2011-11-08 15:16 | BAXTER\todd.deboer | 153 | FIT-1362 | V-750 | 1BG33-1BG34 | {91BF67D5-6E4A-4C9C-A859-37D209836F22}
1473 | wMAIN-2264 | BG | 1999 COLLEGE ROAD IMPROVEMENTS | 2001 | Basswood Rd | College Rd | Cypress Dr | 22.5001 | PVC | 6 |  | 75 | 140 | 3150.0137 | 315.0014 | 519.7523 | 3984.7673 | 52 | CONNECTED TO EXISTING | Potable | 1 | 1 | 1 | 1 | 2011-11-08 15:16 | BAXTER\todd.deboer | 153 | FIT-1366 | FIT-1892 | 1BG32-1BG19 | {86569DA9-31BA-42F2-AC23-3ED88AC9859A}
1474 | wMAIN-2265 | BG | 1999 COLLEGE ROAD IMPROVEMENTS | 2001 | College Rd | Paul Bunyan Trl | Cypress Dr | 92.242 | PVC | 6 |  | 75 | 140 | 12913.8815 | 1291.3881 | 2130.7904 | 16336.0601 | 52 | STUB SOUTH | Potable | 1 | 1 | 1 | 1 | 2021-08-04 09:48 | BAXTER\tdeboer | 153 | wVLV-751 | wFIT-595 | 1BG30-1BG31 | {C1736AB6-E419-46D4-9A3B-FFC39364F1D6}
1475 | wMAIN-2266 | BG | 1999 COLLEGE ROAD IMPROVEMENTS | 2001 | College Rd | Paul Bunyan Trl | Cypress Dr | 1.7581 | PVC | 6 |  | 75 | 140 | 246.1315 | 24.6132 | 40.6117 | 311.3564 | 52 |  | Potable | 1 | 1 | 1 | 1 | 2011-11-08 15:16 | BAXTER\todd.deboer | 153 | FIT-1368 | V-751 | 1BG29-1BG30 | {F0AC2709-59BE-41D6-B8EB-F87310EF84B3}
1476 | wMAIN-2267 | AG | 1999 COLLEGE ROAD IMPROVEMENTS | 2001 | Conifer Dr | College Rd | Brandon Rd | 2.5375 | PVC | 6 |  | 75 | 140 | 355.2464 | 35.5246 | 58.6157 | 449.3867 | 52 |  | Potable | 1 | 1 | 1 | 1 | 2011-11-08 15:16 | BAXTER\todd.deboer | 153 | FIT-1360 | V-746 | 1AG03-1AG04 | {02358491-F6BD-4A97-93BB-C345D011AA01}
1477 | wMAIN-2268 | BG | 1999 COLLEGE ROAD IMPROVEMENTS | 2001 | Heritage Church | College Rd | None | 5.2308 | PVC | 6 |  | 75 | 140 | 732.3117 | 73.2312 | 120.8314 | 926.3743 | 52 |  | Potable | 1 | 1 | 1 | 1 | 2011-11-08 15:16 | BAXTER\todd.deboer | 153 | FIT-1363 | V-747 | 1BG44-1BG45 | {0F50E66F-C638-44B0-9E48-DB553642C2DA}
1478 | wMAIN-2269 | AG | 1999 COLLEGE ROAD IMPROVEMENTS | 2001 | College Rd | Conifer Dr | Heritage Church | 375.7063 | PVC | 10 |  | 75 | 180 | 67627.1305 | 6762.713 | 11158.4765 | 85548.32 | 52 |  | Potable | 1 | 1 | 1 | 1 | 2011-11-08 15:16 | BAXTER\todd.deboer | 153 | FIT-1363 | FIT-1361 | 1BG44-1AG01 | {428AFE1B-D08B-4562-A632-2CA49A35CC7B}
1479 | wMAIN-2270 | BG | 1999 COLLEGE ROAD IMPROVEMENTS | 2001 | College Rd | Heritage Church | Birch Dr | 75.6654 | PVC | 10 |  | 75 | 180 | 13619.7701 | 1361.977 | 2247.2621 | 17229.0092 | 52 |  | Potable | 1 | 1 | 1 | 1 | 2011-11-08 15:16 | BAXTER\todd.deboer | 153 | V-748 | FIT-1364 | 1BG40-1BG41 | {11FFBE56-A299-4F20-B258-1827B6FF4D72}
1480 | wMAIN-2271 | BG | 1999 COLLEGE ROAD IMPROVEMENTS | 2001 | College Rd | Heritage Church | Birch Dr | 3.2715 | PVC | 10 |  | 75 | 180 | 588.8759 | 58.8876 | 97.1645 | 744.9281 | 52 |  | Potable | 1 | 1 | 1 | 1 | 2011-11-08 15:16 | BAXTER\todd.deboer | 153 | FIT-1365 | V-748 | 1BG38-1BG40 | {6B43F198-CEB2-423D-ADBF-D677F961DC8F}
1481 | wMAIN-2272 | BG | 1999 COLLEGE ROAD IMPROVEMENTS | 2001 | College Rd | Birch Dr | Berrywood Dr | 195.0218 | PVC | 10 |  | 75 | 180 | 35103.9269 | 3510.3927 | 5792.1479 | 44406.4676 | 52 |  | Potable | 1 | 1 | 1 | 1 | 2011-11-08 15:16 | BAXTER\todd.deboer | 153 | V-749 | FIT-1365 | 1BG37-1BG38 | {A0394771-D956-48DF-ABC9-2FDE14B88D02}
1482 | wMAIN-2273 | BG | 1999 COLLEGE ROAD IMPROVEMENTS | 2001 | College Rd | Birch Dr | Berrywood Dr | 2 | PVC | 12 |  | 75 | 200 | 400.0073 | 40.0007 | 66.0012 | 506.0092 | 52 |  | Potable | 1 | 1 | 1 | 1 | 2011-11-08 15:16 | BAXTER\todd.deboer | 153 | FIT-1362 | FIT-421 | 1BG33-1BG36 | {2CB26394-B51F-4715-ACD6-BF23BF33C27B}
1483 | wMAIN-2274 | BG | 1999 COLLEGE ROAD IMPROVEMENTS | 2001 | College Rd | Berrywood Dr | Basswood Rd | 185.6696 | PVC | 12 |  | 75 | 200 | 37133.9207 | 3713.3921 | 6127.0969 | 46974.4096 | 52 |  | Potable | 1 | 1 | 1 | 1 | 2011-11-08 15:16 | BAXTER\todd.deboer | 153 | FIT-1366 | FIT-1362 | 1BG32-1BG33 | {6C001F8D-66A5-4147-BF36-44EA00D43681}
1484 | wMAIN-2275 | BG | 1999 COLLEGE ROAD IMPROVEMENTS | 2001 | College Rd | Basswood Rd | Cypress Dr | 302.6653 | PVC | 12 |  | 75 | 200 | 60533.0553 | 6053.3055 | 9987.9541 | 76574.3149 | 52 |  | Potable | 1 | 1 | 1 | 1 | 2011-11-08 15:16 | BAXTER\todd.deboer | 153 | FIT-1368 | FIT-1366 | 1BG29-1BG32 | {C6042178-C5B0-4196-A459-0F2290949885}
1485 | wMAIN-2276 | BG | 1999 COLLEGE ROAD IMPROVEMENTS | 2001 | College Rd | Basswood Rd | Cypress Dr | 146.5371 | PVC | 12 |  | 75 | 200 | 29307.4233 | 2930.7423 | 4835.7248 | 37073.8905 | 52 |  | Potable | 1 | 1 | 1 | 1 | 2011-11-08 15:16 | BAXTER\todd.deboer | 153 | FIT-1367 | FIT-1368 | 1BG09-1BG29 | {41C15AF5-2066-4A5A-B40A-6685EAF95E98}
1486 | wMAIN-2277 | BG | 1993 INDUSTRIAL PARK IMPROVEMENTS | 1995 | College Rd | Basswood Rd | Cypress Dr | 2.4015 | PVC | 12 |  | 75 | 200 | 480.3048 | 48.0305 | 79.2503 | 607.5855 | 46 |  | Potable | 1 | 1 | 1 | 1 | 2011-11-08 15:16 | BAXTER\todd.deboer | 200 | V-753 | FIT-1367 | 1BG08-1BG09 | {3F9C2BBC-0EF9-4810-BD30-D65C5F031D6F}
1487 | wMAIN-2278 | BG | 1999 COLLEGE ROAD IMPROVEMENTS | 2001 | Cypress Dr | College Rd | Hastings Rd | 2.5683 | PVC | 12 |  | 75 | 200 | 513.6556 | 51.3656 | 84.7532 | 649.7743 | 52 |  | Potable | 1 | 1 | 1 | 1 | 2011-11-08 15:16 | BAXTER\todd.deboer | 153 | FIT-1367 | V-752 | 1BG09-1BG28 | {7CF7A05D-743E-498C-88C3-CD443D8C0FA2}
1488 | wMAIN-2279 | BG | 1999 COLLEGE ROAD IMPROVEMENTS | 2001 | Cypress Dr | College Rd | Hastings Rd | 91.9771 | PVC | 12 |  | 75 | 200 | 18395.426 | 1839.5426 | 3035.2453 | 23270.2139 | 52 |  | Potable | 1 | 1 | 1 | 1 | 2011-11-08 15:16 | BAXTER\todd.deboer | 153 | V-752 | FIT-1896 | 1BG28-1BG27 | {5D13AF94-85E1-49E6-849D-9EE6845E1E30}
1489 | wMAIN-2280 | AG | 1981 UTILITY IMPROVEMENTS | 1981 | Greenwood Rd | Aspen Dr | Highland Senic Dr | 198.1404 | PVC | 8 |  | 75 | 160 | 31702.4648 | 3170.2465 | 5230.9067 | 40103.618 | 32 |  | Potable | 1 | 1 | 1 | 1 | 2011-11-08 15:16 | BAXTER\todd.deboer | 102 | FIT-1373 | FIT-1369 | 1AG34-1AG37 | {E9D5D42B-87A3-4EFC-B85B-E815F09F10B1}
1490 | wMAIN-2281 | AG | 1981 UTILITY IMPROVEMENTS | 1981 | Highland Senic Dr | Industrial Park Rd | Greenwood Rd | 2.8077 | PVC | 8 |  | 75 | 160 | 449.234 | 44.9234 | 74.1236 | 568.2811 | 32 |  | Potable | 1 | 1 | 1 | 1 | 2011-11-08 15:16 | BAXTER\todd.deboer | 102 | FIT-1369 | V-736 | 1AG37-1AG38 | {94DAF5FC-F735-4BE6-AD21-4F2FBE684A7D}
1491 | wMAIN-2284 | BG | 1981 UTILITY IMPROVEMENTS | 1981 | Birch Dr | Greenwood Dr | College Rd | 1.8308 | PVC | 6 |  | 75 | 140 | 256.3187 | 25.6319 | 42.2926 | 324.2432 | 32 |  | Potable | 1 | 1 | 1 | 1 | 2011-11-08 15:16 | BAXTER\todd.deboer | 102 | FIT-1370 | V-740 | 1BG56-1BG39 | {29FD07A5-CC67-46FE-863B-42CA10D902BF}
1492 | wMAIN-4541 | BG | 1981 UTILITY IMPROVEMENTS | 1981 | Birch Dr | Greenwood Dr | College Rd | 394.2455 | PVC | 8 |  | 75 | 160 | 63079.2788 | 6307.9279 | 10408.081 | 79795.2877 | 32 |  | Potable | 1 | 1 | 1 | 1 | 2021-03-16 14:52 | BAXTER\tdeboer | 102 | wFIT-1379 | wFIT-1378 | 1BG51-1BG54 | {3894CACE-06FD-4B8F-8458-5CF33B98E52F}
1493 | wMAIN-2286 | BG | 1981 UTILITY IMPROVEMENTS | 1981 | Birch Dr | Greenwood Dr | College Rd | 3.0226 | PVC | 6 |  | 75 | 140 | 423.1697 | 42.317 | 69.823 | 535.3097 | 32 |  | Potable | 1 | 1 | 1 | 1 | 2011-11-08 15:16 | BAXTER\todd.deboer | 102 | FIT-1378 | V-728 | 1BG54-1BG55 | {13FF01C8-8E6A-4827-BF6C-FE0BC25177B0}
1494 | wMAIN-2292 | AG | 1981 UTILITY IMPROVEMENTS | 1981 | Aspen Dr | Greenwood Rd | None | 1.8179 | PVC | 6 |  | 75 | 140 | 254.5035 | 25.4504 | 41.9931 | 321.9469 | 32 |  | Potable | 1 | 1 | 1 | 1 | 2011-11-08 15:16 | BAXTER\todd.deboer | 102 | FIT-1376 | V-730 | 1AG19-1AG20 | {0F2F6F7D-B597-43C4-9212-BFF12948D08E}
1495 | wMAIN-2293 | AG | 1981 UTILITY IMPROVEMENTS | 1981 | Aspen Dr | Greenwood Rd | None | 4.8565 | PVC | 6 |  | 75 | 140 | 679.9087 | 67.9909 | 112.1849 | 860.0844 | 32 |  | Potable | 1 | 1 | 1 | 1 | 2011-11-08 15:16 | BAXTER\todd.deboer | 102 | FIT-1371 |  | 1AG21-1AG22 | {46AD391C-896F-4650-9570-AE6347D15AD5}
1496 | wMAIN-2294 | AG | 1981 UTILITY IMPROVEMENTS | 1981 | Aspen Dr | Greenwood Rd | None | 3.7441 | PVC | 6 |  | 75 | 140 | 524.172 | 52.4172 | 86.4884 | 663.0776 | 32 |  | Potable | 1 | 1 | 1 | 1 | 2011-11-08 15:16 | BAXTER\todd.deboer | 102 |  | HYD-324 | 1AG22-1AG23 | {E46262DA-3F2F-4B0C-B436-078474F39245}
1497 | wMAIN-2295 | AG | 1981 UTILITY IMPROVEMENTS | 1981 | Aspen Dr | Greenwood Rd | None | 4.7007 | PVC | 6 |  | 75 | 140 | 658.1012 | 65.8101 | 108.5867 | 832.498 | 32 | STUB NORTH | Potable | 1 | 1 | 1 | 1 | 2011-11-08 15:16 | BAXTER\todd.deboer | 102 | FIT-1372 | FIT-596 | 1AG27-1AG30 | {F5E34081-5730-41E7-ADFB-364D41260F51}
1498 | wMAIN-2296 | AG | 1981 UTILITY IMPROVEMENTS | 1981 | Aspen Dr | Greenwood Rd | None | 2.9528 | PVC | 6 |  | 75 | 140 | 413.3982 | 41.3398 | 68.2107 | 522.9488 | 32 |  | Potable | 1 | 1 | 1 | 1 | 2011-11-08 15:16 | BAXTER\todd.deboer | 102 | FIT-1375 | V-732 | 1AG25-1AG26 | {C61C7D7F-35BA-4EFA-8ADB-B4475973783C}
1499 | wMAIN-2305 | PE | WESTWOOD OAKS DEVELOPMENT | 1996 | Emily Rd | Travine Dr | Kelly Dr | 18.8042 | PVC | 10 |  | 75 | 180 | 3384.748 | 338.4748 | 558.4834 | 4281.7062 | 47 |  | Potable | 1 | 1 | 1 | 1 | 2011-11-08 15:16 | BAXTER\todd.deboer | 296 | FIT-1640 | FIT-1893 | 1PE41-1PE44 | {8B86A76E-4DFB-4CC6-85CD-BDBE2A6F2C29}
1500 | wMAIN-2306 | PE | 2002 GREENWOOD, NORWAY HILLS AND CEDAR SCENIC IMPROVEMENTS | 2003 | Emily Rd | Travine Dr | Kelly Dr | 2.6668 | PVC | 10 |  | 75 | 180 | 480.0237 | 48.0024 | 79.2039 | 607.2299 | 54 | CONNECTED TO EXISTING | Potable | 1 | 1 | 1 | 1 | 2011-11-08 15:16 | BAXTER\todd.deboer | 191 | V-727 | FIT-1893 | 1PE35-1PE44 | {BEB52199-AD00-4A2C-9AED-EDD51B9B7528}
1501 | wMAIN-2307 | PE | 2002 GREENWOOD, NORWAY HILLS AND CEDAR SCENIC IMPROVEMENTS | 2003 | Emily Rd | Emily Rd | Michelle Cir | 3.3496 | PVC | 8 |  | 75 | 160 | 535.9364 | 53.5936 | 88.4295 | 677.9596 | 54 |  | Potable | 1 | 1 | 1 | 1 | 2011-11-08 15:16 | BAXTER\todd.deboer | 191 | FIT-1383 | V-706 | 1PE33-1PE36 | {4FED6DB3-59BC-440E-AE8F-B1CD815EE6A1}
1502 | wMAIN-2311 | IE | SEWER AND WATER IMPROVEMENTS | 1989 | Inglewood Dr | Mary St | John St | 3 | PVC | 8 |  | 75 | 160 | 479.9972 | 47.9997 | 79.1995 | 607.1965 | 40 |  | Potable | 1 | 1 | 1 | 1 | 2011-11-08 15:16 | BAXTER\todd.deboer | 280 | FIT-1284 | FIT-585 | 1IE33-1IE36 | {659D49DA-4206-4453-B49E-FFA87E131201}
1503 | wMAIN-2312 | IE | 1979 WATER IMPROVEMENTS | 1979 | Inglewood Dr | Mary St | John St | 11.9607 | PVC | 8 |  | 75 | 160 | 1913.718 | 191.3718 | 315.7635 | 2420.8533 | 30 |  | Potable | 1 | 1 | 1 | 1 | 2011-11-08 15:16 | BAXTER\todd.deboer | 101 | FIT-1287 | FIT-1961 | 1IE26-1IE27 | {BFB008FE-A1C4-47B2-8BE5-69CC979FBCF0}
1504 | wMAIN-2313 | HE | 1979 WATER IMPROVEMENTS | 1979 | Mary St | Inglewood Dr | Madeline Dr | 72.6139 | PVC | 6 |  | 75 | 140 | 10165.9449 | 1016.5945 | 1677.3809 | 12859.9202 | 30 |  | Potable | 1 | 1 | 1 | 1 | 2011-11-08 15:16 | BAXTER\todd.deboer | 101 | FIT-1285 | FIT-1291 | 1HE14-1HE22 | {6C9B26BA-C9A8-4546-A262-DC3B503E04FA}
1505 | wMAIN-2316 | IE | 1979 WATER IMPROVEMENTS | 1979 | Mary St | Inglewood Dr | Madeline Dr | 3.0001 | PVC | 6 |  | 75 | 140 | 420.0072 | 42.0007 | 69.3012 | 531.3091 | 30 |  | Potable | 1 | 1 | 1 | 1 | 2011-11-08 15:16 | BAXTER\todd.deboer | 101 | FIT-1961 | FIT-586 | 1IE27-1IE28 | {036CDA99-D6AC-4224-9533-DB7EA5B50E4D}
1506 | wMAIN-2317 | HE | 1979 WATER IMPROVEMENTS | 1979 | Mary St | Inglewood Dr | Madeline Dr | 52.0007 | PVC | 6 |  | 75 | 140 | 7280.0953 | 728.0095 | 1201.2157 | 9209.3205 | 30 |  | Potable | 1 | 1 | 1 | 1 | 2011-11-08 15:16 | BAXTER\todd.deboer | 101 | FIT-1286 | V-870 | 1HE25-1IE29 | {FA75318B-74DA-436D-9928-BBD2F4CFF7D7}
1507 | wMAIN-2318 | IE | 1979 WATER IMPROVEMENTS | 1979 | John St | Inglewood Dr | Madeline Dr | 4.9998 | PVC | 8 |  | 75 | 160 | 799.9749 | 79.9975 | 131.9959 | 1011.9682 | 30 |  | Potable | 1 | 1 | 1 | 1 | 2011-11-08 15:16 | BAXTER\todd.deboer | 101 | V-869 | FIT-1288 | 1IE31-1IE30 | {E4831503-19CF-4CBA-8A69-5E572009B33B}
1508 | wMAIN-2319 | IE | 1979 WATER IMPROVEMENTS | 1979 | Inglewood Dr | Mary St | John St | 411.4298 | PVC | 8 |  | 75 | 160 | 65828.768 | 6582.8768 | 10861.7467 | 83273.3915 | 30 |  | Potable | 1 | 1 | 1 | 1 | 2011-11-08 15:16 | BAXTER\todd.deboer | 101 | FIT-1961 | FIT-1288 | 1IE27-1IE30 | {34ED538F-329A-461D-A419-94729C936DA8}
1509 | wMAIN-2321 | HE | 1979 WATER IMPROVEMENTS | 1979 | Mary St | Inglewood Dr | Madeline Dr | 613.7997 | PVC | 6 |  | 75 | 140 | 85931.9643 | 8593.1964 | 14178.7741 | 108703.9348 | 30 |  | Potable | 1 | 1 | 1 | 1 | 2011-11-08 15:16 | BAXTER\todd.deboer | 101 | FIT-1285 | FIT-1286 | 1HE22-1HE25 | {C6D2BE5E-A6A4-4B76-9B05-C5B0BCD1DFCC}
1510 | wMAIN-2323 | HE | 1979 WATER IMPROVEMENTS | 1979 | Madeline Dr | Mary St | John St | 0.99995 | PVC | 6 |  | 75 | 140 | 139.9934 | 13.9993 | 23.0989 | 177.0916 | 30 |  | Potable | 1 | 1 | 1 | 1 | 2011-11-08 15:16 | BAXTER\todd.deboer | 101 | V-867 | FIT-415 | 1HE16-1HE17 | {D6945130-8E55-4B03-AE39-E8743A6BCBF3}
1511 | wMAIN-2325 | HE | 1979 WATER IMPROVEMENTS | 1979 | John St | Inglewood Dr | Madeline Dr | 76.1516 | PVC | 8 |  | 75 | 160 | 12184.2573 | 1218.4257 | 2010.4025 | 15413.0855 | 30 |  | Potable | 1 | 1 | 1 | 1 | 2011-11-08 15:16 | BAXTER\todd.deboer | 101 | FIT-1289 | FIT-1290 | 1HE18-1HE19 | {FA1CFB42-9690-4335-B2F7-C2E3AD86B24F}
1512 | wMAIN-2327 | HE | 1979 WATER IMPROVEMENTS | 1979 | Madeline Dr | Mary St | John St | 5.0001 | PVC | 6 |  | 75 | 140 | 700.02 | 70.002 | 115.5033 | 885.5253 | 30 |  | Potable | 1 | 1 | 1 | 1 | 2011-11-08 15:16 | BAXTER\todd.deboer | 101 | FIT-1291 | V-865 | 1HE14-1HE15 | {FD66673D-972F-425D-870A-1A7DE7FC37C5}
1513 | wMAIN-2328 | IE | 1979 WATER IMPROVEMENTS | 1979 | Mary St | Inglewood Dr | Madeline Dr | 4.0002 | PVC | 6 |  | 75 | 140 | 560.0302 | 56.003 | 92.405 | 708.4382 | 30 |  | Potable | 1 | 1 | 1 | 1 | 2011-11-08 15:16 | BAXTER\todd.deboer | 101 | V-870 | FIT-1961 | 1IE29-1IE27 | {519E203A-520B-4723-8C96-4AA1623C40D0}
1514 | wMAIN-2329 | IE | 1979 WATER IMPROVEMENTS | 1979 | Inglewood Dr | Mary St | John St | 3 | PVC | 8 |  | 75 | 160 | 479.9983 | 47.9998 | 79.1997 | 607.1978 | 30 |  | Potable | 1 | 1 | 1 | 1 | 2011-11-08 15:16 | BAXTER\todd.deboer | 101 | FIT-1288 | FIT-1882 | 1IE30-1IE32 | {85495BCB-01CC-4FAE-BF25-50246481D2FD}
1515 | wMAIN-2331 | HE | 1979 WATER IMPROVEMENTS | 1979 | Glenwood Dr | Mary St | Fairview Rd | 310.1106 | PVC | 8 |  | 75 | 160 | 49617.6918 | 4961.7692 | 8186.9191 | 62766.3801 | 30 |  | Potable | 1 | 1 | 1 | 1 | 2021-03-18 13:19 | BAXTER\tdeboer | 101 | wFIT-1293 | wFIT-1292 | 1HE09-1HE11 | {199B6D09-4756-4F55-AEB9-A94FC8BB517C}
1516 | wMAIN-2333 | HE | 1979 WATER IMPROVEMENTS | 1979 | Glenwood Dr | Mary St | Fairview Rd | 255.8893 | PVC | 8 |  | 75 | 160 | 40942.2841 | 4094.2284 | 6755.4769 | 51791.9894 | 30 |  | Potable | 1 | 1 | 1 | 1 | 2011-11-08 15:16 | BAXTER\todd.deboer | 101 | FIT-1294 | FIT-1293 | 1HE06-1HE09 | {778BED92-9D86-4AB7-A1A1-D3207FEBAE5E}
1517 | wMAIN-2334 | HE | 1979 WATER IMPROVEMENTS | 1979 | Glenwood Dr | Mary St | Fairview Rd | 3.0001 | PVC | 6 |  | 75 | 140 | 420.0099 | 42.001 | 69.3016 | 531.3125 | 30 | STUB SOUTHEAST | Potable | 1 | 1 | 1 | 1 | 2011-11-08 15:16 | BAXTER\todd.deboer | 101 | FIT-1293 | FIT-587 | 1HE09-1HE10 | {DE1D97F4-0501-4351-BE2A-8663D12F30CC}
1518 | wMAIN-2336 | HE | 1979 WATER IMPROVEMENTS | 1979 | Glenwood Dr | Mary St | Fairview Rd | 132.6402 | PVC | 8 |  | 75 | 160 | 21222.4317 | 2122.2432 | 3501.7012 | 26846.3762 | 30 |  | Potable | 1 | 1 | 1 | 1 | 2011-11-08 15:16 | BAXTER\todd.deboer | 101 | FIT-1295 | FIT-1294 | 1HE05-1HE06 | {6A50F47D-495E-4A23-A77C-799338BAFE6D}
1519 | wMAIN-2338 | HE | 1979 WATER IMPROVEMENTS | 1979 | Glenwood Dr | Mary St | Grand Oaks Dr | 260.36 | PVC | 8 |  | 75 | 160 | 41657.5951 | 4165.7595 | 6873.5032 | 52696.8578 | 30 |  | Potable | 1 | 1 | 1 | 1 | 2011-11-08 15:16 | BAXTER\todd.deboer | 101 |  | V-862 | 1HE01-1HE04 | {760B461C-8108-40B5-8047-D40E8C333B17}
1520 | wMAIN-2339 | HE | 1979 WATER IMPROVEMENTS | 1979 | Mary St | Madeline Dr | Glenwood Dr | 4.9997 | PVC | 6 |  | 75 | 140 | 699.9583 | 69.9958 | 115.4931 | 885.4472 | 30 |  | Potable | 1 | 1 | 1 | 1 | 2011-11-08 15:16 | BAXTER\todd.deboer | 101 | FIT-1295 | V-861 | 1HE05-1HE13 | {1DF72587-60EE-4B04-BDD6-66E9FACA1F68}
1521 | wMAIN-2340 | HE | 1979 WATER IMPROVEMENTS | 1979 | Glenwood Dr | Mary St | Grand Oaks Dr | 7 | PVC | 8 |  | 75 | 160 | 1119.9986 | 111.9999 | 184.7998 | 1416.7982 | 30 |  | Potable | 1 | 1 | 1 | 1 | 2011-11-08 15:16 | BAXTER\todd.deboer | 101 | V-862 | FIT-1295 | 1HE04-1HE05 | {274D9C90-498F-45F4-A26F-1BD0D742B124}
1522 | wMAIN-2343 | GD | 1979 WATER IMPROVEMENTS | 1979 | Excelsior Rd | Inglewood Dr | Glenwood Dr | 4.9999 | PVC | 8 |  | 75 | 160 | 799.9887 | 79.9989 | 131.9981 | 1011.9857 | 30 |  | Potable | 1 | 1 | 1 | 1 | 2011-11-08 15:16 | BAXTER\todd.deboer | 101 | FIT-1297 | V-859 | 1GD06-1GD07 | {16B1D409-F8DA-403E-B506-3C5D063612C0}
1523 | wMAIN-2344 | GD | 1979 WATER IMPROVEMENTS | 1979 | Excelsior Rd | Glenwood Dr | Grand Oaks Dr | 510.0003 | PVC | 10 |  | 75 | 180 | 91800.0481 | 9180.0048 | 15147.0079 | 116127.0608 | 30 |  | Potable | 1 | 1 | 1 | 1 | 2011-11-08 15:16 | BAXTER\todd.deboer | 101 | FIT-1243 | FIT-1297 | 1GD03-1GD06 | {B9E5FE5F-E6E1-4170-AC9E-BC63E0324203}
1524 | wMAIN-2346 | ID | 2003 KNOLLWOOD DRIVE EXTENSION, BRONSON ROAD, MICHELLE CIRCLE AREA AND EXCELSIOR ROAD IMPROVEMENTS | 2004 | Cherrywood Dr | Excelsior Rd | Donald St | 1.5918 | PVC | 8 |  | 75 | 160 | 254.6908 | 25.4691 | 42.024 | 322.1839 | 55 |  | Potable | 1 | 1 | 1 | 1 | 2011-11-08 15:16 | BAXTER\todd.deboer | 225 | FIT-1302 | FIT-416 | 1ID22-1ID23 | {42BE4750-A799-4334-89BF-28271A228142}
1525 | wMAIN-2347 | ID | 2003 KNOLLWOOD DRIVE EXTENSION, BRONSON ROAD, MICHELLE CIRCLE AREA AND EXCELSIOR ROAD IMPROVEMENTS | 2004 | Excelsior Rd | Dahlin Rd | Ingelwood Dr | 3.0035 | PVC | 8 |  | 75 | 160 | 480.5668 | 48.0567 | 79.2935 | 607.9171 | 55 |  | Potable | 1 | 1 | 1 | 1 | 2011-11-08 15:16 | BAXTER\todd.deboer |  | FIT-1304 | V-849 | 1ID13-1ID14 | {3A01AB5E-9BE6-4044-A07D-CAB88DD06631}
1526 | wMAIN-2348 | ID | 1979 WATER IMPROVEMENTS | 1979 | Inglewood Dr | Cherrywood Dr | Excelsior Dr | 8.1873 | PVC | 10 |  | 75 | 180 | 1473.7159 | 147.3716 | 243.1631 | 1864.2506 | 30 |  | Potable | 1 | 1 | 1 | 1 | 2011-11-08 15:16 | BAXTER\todd.deboer | 101 | V-858 | FIT-1299 | 1ID03-1ID04 | {B5C6EE39-4ED5-4097-9B02-903BE23CCBC9}
1527 | wMAIN-2349 | ID | 2003 KNOLLWOOD DRIVE EXTENSION, BRONSON ROAD, MICHELLE CIRCLE AREA AND EXCELSIOR ROAD IMPROVEMENTS | 2004 | Cherrywood Dr | Dahlin Rd | Excelsior Rd | 155.9691 | PVC | 8 |  | 75 | 160 | 24955.0545 | 2495.5055 | 4117.584 | 31568.144 | 55 |  | Potable | 1 | 1 | 1 | 1 | 2011-11-08 15:16 | BAXTER\todd.deboer | 225 | V-852 | FIT-1750 | 1ID25-1ID26 | {8209702C-2BDE-4A62-9ABD-3EF237221F8E}
1528 | wMAIN-2350 | ID | 1979 WATER IMPROVEMENTS | 1979 | Excelsior Rd | Inglewood Dr | Glenwood Dr | 6.6412 | PVC | 10 |  | 75 | 180 | 1195.4231 | 119.5423 | 197.2448 | 1512.2102 | 30 |  | Potable | 1 | 1 | 1 | 1 | 2011-11-08 15:16 | BAXTER\todd.deboer | 101 | V-856 | FIT-1300 | 1ID01-1ID02 | {13706155-5A96-49A0-B2F5-BE0A707D4ECE}
1529 | wMAIN-2351 | ID | 1979 WATER IMPROVEMENTS | 1979 | Excelsior Rd | Inglewood Dr | Glenwood Dr | 3.3612 | PVC | 10 |  | 75 | 180 | 605.0208 | 60.5021 | 99.8284 | 765.3513 | 30 |  | Potable | 1 | 1 | 1 | 1 | 2011-11-08 15:16 | BAXTER\todd.deboer | 101 | FIT-1300 | FIT-1301 | 1ID02-1ID11 | {14A4ECAA-B175-4E9A-9C7E-B6DC5A4F2702}
1530 | wMAIN-2352 | ID | 1979 WATER IMPROVEMENTS | 1979 | Inglewood Dr | Cherrywood Dr | Excelsior Dr | 5 | PVC | 10 |  | 75 | 180 | 900.0012 | 90.0001 | 148.5002 | 1138.5015 | 30 |  | Potable | 1 | 1 | 1 | 1 | 2011-11-08 15:16 | BAXTER\todd.deboer | 101 | FIT-1300 | V-858 | 1ID02-1ID03 | {E45A9648-DE9A-4B78-BB05-92F916343B6E}
1531 | wMAIN-2355 | ID | 1979 WATER IMPROVEMENTS | 1979 | Inglewood Dr | Excelsior Rd | Mary St | 13.4167 | PVC | 8 |  | 75 | 160 | 2146.6716 | 214.6672 | 354.2008 | 2715.5396 | 30 |  | Potable | 1 | 1 | 1 | 1 | 2011-11-08 15:16 | BAXTER\todd.deboer | 101 | FIT-1301 | FIT-1304 | 1ID11-1ID13 | {4E4AFC2C-C933-4027-B23E-4FF8CDF03A4C}
1532 | wMAIN-2356 | ID | 1979 WATER IMPROVEMENTS | 1979 | Excelsior Rd | Inglewood Dr | Glenwood Dr | 2.9999 | PVC | 10 |  | 75 | 180 | 539.9742 | 53.9974 | 89.0957 | 683.0674 | 30 | STUB WEST | Potable | 1 | 1 | 1 | 1 | 2011-11-08 15:16 | BAXTER\todd.deboer | 101 | FIT-1301 | FIT-588 | 1ID11-1ID12 | {4E121BBC-2F9E-463F-BCF3-E6663552E430}
1533 | wMAIN-2357 | IE | CHERRYWOOD, CHARLES | 1999 | Cherrywood Dr | Excelsior Rd | Donald St | 19.232 | PVC | 6 |  | 75 | 140 | 2692.4839 | 269.2484 | 444.2598 | 3405.9921 | 50 |  | Potable | 1 | 1 | 1 | 1 | 2011-11-08 15:16 | BAXTER\todd.deboer | 146 | FIT-1584 | V-854 | 1IE13-1ID24 | {B35AD468-AB44-4152-933A-A1493FAF5708}
1534 | wMAIN-2358 | IE | CHERRYWOOD, CHARLES | 1999 | Cherrywood Dr | Excelsior Rd | Donald St | 11.9382 | PVC | 6 |  | 75 | 140 | 1671.3528 | 167.1353 | 275.7732 | 2114.2613 | 50 |  | Potable | 1 | 1 | 1 | 1 | 2011-11-08 15:16 | BAXTER\todd.deboer | 146 | FIT-1584 | FIT-1583 | 1IE13-1IE15 | {42A1FD35-02CD-49C4-9F21-13E84518D4C9}
1535 | wMAIN-2359 | ID | 2003 KNOLLWOOD DRIVE EXTENSION, BRONSON ROAD, MICHELLE CIRCLE AREA AND EXCELSIOR ROAD IMPROVEMENTS | 2004 | Excelsior Rd | Cherrywood Dr | Dahlin Rd | 511.6647 | PVC | 8 |  | 75 | 160 | 81866.3523 | 8186.6352 | 13507.9481 | 103560.9356 | 55 |  | Potable | 1 | 1 | 1 | 1 | 2011-11-08 15:16 | BAXTER\todd.deboer | 225 | FIT-1303 | V-853 | 1ID18-1ID21 | {E17F77D2-7E67-4F0F-9E63-F4E14A80A003}
1536 | wMAIN-2360 | ID | 2003 KNOLLWOOD DRIVE EXTENSION, BRONSON ROAD, MICHELLE CIRCLE AREA AND EXCELSIOR ROAD IMPROVEMENTS | 2004 | Cherrywood Dr | Dahlin Rd | Excelsior Rd | 3.3075 | PVC | 8 |  | 75 | 160 | 529.1943 | 52.9194 | 87.3171 | 669.4308 | 55 |  | Potable | 1 | 1 | 1 | 1 | 2011-11-08 15:16 | BAXTER\todd.deboer | 225 | FIT-1302 | V-852 | 1ID22-1ID25 | {0CB979B6-7300-4564-9EAF-E0C96C1B514A}
1537 | wMAIN-2361 | ID | 2003 KNOLLWOOD DRIVE EXTENSION, BRONSON ROAD, MICHELLE CIRCLE AREA AND EXCELSIOR ROAD IMPROVEMENTS | 2004 | Excelsior Rd | Cherrywood Dr | Dahlin Rd | 2.5643 | PVC | 8 |  | 75 | 160 | 410.2918 | 41.0292 | 67.6981 | 519.0191 | 55 |  | Potable | 1 | 1 | 1 | 1 | 2011-11-08 15:16 | BAXTER\todd.deboer | 225 | V-853 | FIT-1302 | 1ID21-1ID22 | {93414E54-1C6E-4C2E-914E-EF726089BB75}
1538 | wMAIN-2362 | ID | 2003 KNOLLWOOD DRIVE EXTENSION, BRONSON ROAD, MICHELLE CIRCLE AREA AND EXCELSIOR ROAD IMPROVEMENTS | 2004 | Excelsior Rd | Cherrywood Dr | Dahlin Rd | 176.0835 | PVC | 8 |  | 75 | 160 | 28173.3585 | 2817.3359 | 4648.6042 | 35639.2985 | 55 |  | Potable | 1 | 1 | 1 | 1 | 2011-11-08 15:16 | BAXTER\todd.deboer | 225 | FIT-1305 | FIT-1303 | 1ID15-1ID18 | {7F6D3EFD-8C01-4AD0-BA81-FFDC0102F1B0}
1539 | wMAIN-2363 | ID | 2003 KNOLLWOOD DRIVE EXTENSION, BRONSON ROAD, MICHELLE CIRCLE AREA AND EXCELSIOR ROAD IMPROVEMENTS | 2004 | Dahlin Rd | Cherrywood Dr | Excelsior Rd | 23.8993 | PVC | 6 |  | 75 | 140 | 3345.9043 | 334.5904 | 552.0742 | 4232.5689 | 55 |  | Potable | 1 | 1 | 1 | 1 | 2011-11-08 15:16 | BAXTER\todd.deboer | 225 | V-850 | FIT-1924 | 1ID16-1ID17 | {C2D90D36-4364-4301-8EB1-71E74E6F7163}
1540 | wMAIN-2364 | ID | 2003 KNOLLWOOD DRIVE EXTENSION, BRONSON ROAD, MICHELLE CIRCLE AREA AND EXCELSIOR ROAD IMPROVEMENTS | 2004 | Excelsior Rd | Dahlin Rd | Ingelwood Dr | 318.4808 | PVC | 8 |  | 75 | 160 | 50956.9228 | 5095.6923 | 8407.8923 | 64460.5073 | 55 |  | Potable | 1 | 1 | 1 | 1 | 2011-11-08 15:16 | BAXTER\todd.deboer | 225 | V-849 | FIT-1305 | 1ID14-1ID15 | {86C36A92-2889-4A6C-BA4D-070260F72B1D}
1541 | wMAIN-2365 | ID | 2003 KNOLLWOOD DRIVE EXTENSION, BRONSON ROAD, MICHELLE CIRCLE AREA AND EXCELSIOR ROAD IMPROVEMENTS | 2004 | Cherrywood Dr | Excelsior Rd | Donald St | 1.5921 | PVC | 6 |  | 75 | 140 | 222.8967 | 22.2897 | 36.778 | 281.9644 | 55 |  | Potable | 1 | 1 | 1 | 1 | 2011-11-08 15:16 | BAXTER\todd.deboer | 225 |  |  | 1ID23-1ID24 | {C3FBD3E6-6263-4748-AB83-84CA5A948D9D}
1542 | wMAIN-2366 | ID | 2003 KNOLLWOOD DRIVE EXTENSION, BRONSON ROAD, MICHELLE CIRCLE AREA AND EXCELSIOR ROAD IMPROVEMENTS | 2004 | Dahlin Rd | Cherrywood Dr | Excelsior Rd | 6.1007 | PVC | 6 |  | 75 | 140 | 854.0986 | 85.4099 | 140.9263 | 1080.4347 | 55 |  | Potable | 1 | 1 | 1 | 1 | 2011-11-08 15:16 | BAXTER\todd.deboer | 225 | FIT-1305 | V-850 | 1ID15-1ID16 | {945F6528-A5E9-4943-8309-0794AB588638}
1543 | wMAIN-2371 | JM | 2003 MISSISSIPPI MEADOWS IMPROVEMENTS | 2003 | Joneswood Dr | Joneswood Cir | Knotty Pine Dr | 2.6253 | PVC | 8 |  | 75 | 160 | 420.0406 | 42.0041 | 69.3067 | 531.3514 | 54 |  | Potable | 1 | 1 | 1 | 1 | 2011-11-08 15:16 | BAXTER\todd.deboer | 242 | FIT-1318 | V-840 | 1JM41-1JM45 | {91AB7365-11F7-4020-88F3-AF3AF41AF84C}
1544 | wMAIN-2372 | JM | 2003 MISSISSIPPI MEADOWS IMPROVEMENTS | 2003 | Joneswood Dr | Marble Rd | Joneswood Cir | 40.0001 | PVC | 10 |  | 75 | 180 | 7200.0213 | 720.0021 | 1188.0035 | 9108.027 | 54 | STUB SOUTH | Potable | 1 | 1 | 1 | 1 | 2011-11-08 15:16 | BAXTER\todd.deboer | 242 | FIT-1962 | FIT-589 | 1JM21-1JM54 | {E6414953-56AB-454F-B32F-DDD92B36BE98}
1545 | wMAIN-2373 | JM | 2003 MISSISSIPPI MEADOWS IMPROVEMENTS | 2003 | Knotty Pine Dr | Ottertail Cir | Marble Rd | 1.69 | PVC | 10 |  | 75 | 180 | 304.1943 | 30.4194 | 50.1921 | 384.8057 | 54 |  | Potable | 1 | 1 | 1 | 1 | 2011-11-08 15:16 | BAXTER\todd.deboer | 242 | FIT-1963 | FIT-418 | 1JM19-1JM38 | {FCB26272-252A-444C-8489-AA9D2C2D7EBE}
1546 | wMAIN-2374 | JM | 2003 MISSISSIPPI MEADOWS IMPROVEMENTS | 2003 | Knotty Pine Dr | Marble Rd | Joneswood Dr | 4.2765 | PVC | 8 |  | 75 | 160 | 684.2343 | 68.4234 | 112.8987 | 865.5564 | 54 |  | Potable | 1 | 1 | 1 | 1 | 2011-11-08 15:16 | BAXTER\todd.deboer | 242 | V-847 | FIT-419 | 1JM36-1JM37 | {7FE06389-60C4-4E6B-A057-B7A5866A7E62}
1547 | wMAIN-2375 | JM | 2003 MISSISSIPPI MEADOWS IMPROVEMENTS | 2003 | Joshua Tree Dr | Marble Rd | Joneswood Dr | 358.844 | PVC | 10 |  | 75 | 180 | 64591.9245 | 6459.1925 | 10657.6675 | 81708.7845 | 54 |  | Potable | 1 | 1 | 1 | 1 | 2011-11-08 15:16 | BAXTER\todd.deboer | 242 | FIT-1306 | V-826 | 1JM06-1JM09 | {1B7F5F44-59CA-47E5-8C5A-7AE7EBF59C5B}
1548 | wMAIN-2378 | JL | 2003 KNOLLWOOD DRIVE EXTENSION, BRONSON ROAD/MICHELLE CIRCLE AREA AND EXCELSIOR ROAD IMPROVEMENTS | 2004 | Joshua Tree Cir | Joneswood Dr | Mapleton Rd | 204.5508 | PVC | 10 |  | 75 | 180 | 36819.1433 | 3681.9143 | 6075.1587 | 46576.2163 | 55 |  | Potable | 1 | 1 | 1 | 1 | 2011-11-08 15:16 | BAXTER\todd.deboer | 225 | FIT-1078 | FIT-1309 | 1JM02-1JL02 | {00FC4993-B54A-4392-85F7-C8C16915D2FF}
1549 | wMAIN-2379 | JM | 2003 MISSISSIPPI MEADOWS IMPROVEMENTS | 2003 | Joshua Tree Cir | Joneswood Dr | Mapleton Rd | 1.1695 | PVC | 6 |  | 75 | 140 | 163.7292 | 16.3729 | 27.0153 | 207.1174 | 54 |  | Potable | 1 | 1 | 1 | 1 | 2011-11-08 15:16 | BAXTER\todd.deboer | 242 |  |  | 1JM01-1JM02 | {1E4307AE-CD93-465D-8413-237F0A2725CC}
1550 | wMAIN-2383 | JM | 2003 MISSISSIPPI MEADOWS IMPROVEMENTS | 2003 | Joshua Tree Dr | Marble Rd | Joneswood Dr | 294.8165 | PVC | 10 |  | 75 | 180 | 53066.9683 | 5306.6968 | 8756.0498 | 67129.7149 | 54 |  | Potable | 1 | 1 | 1 | 1 | 2011-11-08 15:16 | BAXTER\todd.deboer | 242 | FIT-1313 | FIT-1306 | 1JM05-1JM06 | {743FFA24-9414-4F2E-A3A8-F6A60AD29327}
1551 | wMAIN-2384 | JM | 2003 MISSISSIPPI MEADOWS IMPROVEMENTS | 2003 | Joneswood Dr | Joshua Tree Dr | Knotty Pine Dr | 48.7254 | PVC | 8 |  | 75 | 160 | 7796.0622 | 779.6062 | 1286.3503 | 9862.0187 | 54 |  | Potable | 1 | 1 | 1 | 1 | 2011-11-08 15:16 | BAXTER\todd.deboer | 242 | V-834 | FIT-1314 | 1JM27-1JM28 | {A2F2AA3D-C48E-4379-AA4C-AFBFDA23BA18}
1552 | wMAIN-2385 | JM | 2003 MISSISSIPPI MEADOWS IMPROVEMENTS | 2003 | Joneswood Dr | Joshua Tree Dr | Knotty Pine Dr | 288.8875 | PVC | 8 |  | 75 | 160 | 46222.0045 | 4622.2005 | 7626.6307 | 58470.8357 | 54 |  | Potable | 1 | 1 | 1 | 1 | 2011-11-08 15:16 | BAXTER\todd.deboer | 242 | FIT-1314 | FIT-1312 | 1JM28-1JM31 | {E89EAC6F-96D9-4F80-BC1A-2A00A29891ED}
1553 | wMAIN-2388 | JM | 2003 MISSISSIPPI MEADOWS IMPROVEMENTS | 2003 | Joshua Tree Dr | Joneswood Dr | Joneswood Cir | 3.2577 | PVC | 8 |  | 75 | 160 | 521.232 | 52.1232 | 86.0033 | 659.3585 | 54 |  | Potable | 1 | 1 | 1 | 1 | 2011-11-08 15:16 | BAXTER\todd.deboer | 242 | FIT-1313 | V-834 | 1JM05-1JM27 | {5A9528F6-C1E0-4762-912F-DFC65708DF13}
1554 | wMAIN-2389 | JM | 2003 MISSISSIPPI MEADOWS IMPROVEMENTS | 2003 | Knotty Pine Dr | Joneswood Dr | Jasperwood Cir | 3.4788 | PVC | 8 |  | 75 | 160 | 556.6124 | 55.6612 | 91.841 | 704.1147 | 54 |  | Potable | 1 | 1 | 1 | 1 | 2011-11-08 15:16 | BAXTER\todd.deboer | 242 | FIT-1315 | V-848 | 1JM34-1JM35 | {99222AB1-DE6A-46E4-B854-E08A585C255A}
1555 | wMAIN-2390 | JM | 2003 MISSISSIPPI MEADOWS IMPROVEMENTS | 2003 | Joneswood Dr | Joneswood Cir | Knotty Pine Dr | 3.3087 | PVC | 8 |  | 75 | 160 | 529.3891 | 52.9389 | 87.3492 | 669.6772 | 54 |  | Potable | 1 | 1 | 1 | 1 | 2011-11-08 15:16 | BAXTER\todd.deboer | 242 | V-841 | FIT-1318 | 1JM40-1JM41 | {DAE5ED30-C22A-4477-9DFE-E4D166C6101E}
1556 | wMAIN-2391 | JM | 2003 MISSISSIPPI MEADOWS IMPROVEMENTS | 2003 | Knotty Pine Dr | Ottertail Cir | Marble Rd | 202.5944 | PVC | 8 |  | 75 | 160 | 32415.098 | 3241.5098 | 5348.4912 | 41005.0989 | 54 |  | Potable | 1 | 1 | 1 | 1 | 2011-11-08 15:16 | BAXTER\todd.deboer | 242 | V-830 | FIT-1316 | 1JM39-1JN01 | {6C9C02DE-2B3E-4A1E-86E7-95AA8C067311}
1557 | wMAIN-2394 | JM | 2003 MISSISSIPPI MEADOWS IMPROVEMENTS | 2003 | Marble Rd | Knotty Pine Dr | Joneswood Dr | 3.4095 | PVC | 10 |  | 75 | 180 | 613.715 | 61.3715 | 101.263 | 776.3495 | 54 |  | Potable | 1 | 1 | 1 | 1 | 2011-11-08 15:16 | BAXTER\todd.deboer | 242 | FIT-1963 | V-829 | 1JM19-1JM20 | {F8A82C52-517E-4A04-A64F-6A4EA384A003}
1558 | wMAIN-2395 | JM | 2003 MISSISSIPPI MEADOWS IMPROVEMENTS | 2003 | Knotty Pine Dr | Ottertail Cir | Marble Rd | 3.0001 | PVC | 10 |  | 75 | 180 | 540.0092 | 54.0009 | 89.1015 | 683.1117 | 54 |  | Potable | 1 | 1 | 1 | 1 | 2011-11-08 15:16 | BAXTER\todd.deboer | 242 | FIT-419 | FIT-1963 | 1JM37-1JM19 | {7618A850-BF92-4738-8080-77166BB7E015}
1559 | wMAIN-2396 | JM | 2003 MISSISSIPPI MEADOWS IMPROVEMENTS | 2003 | Knotty Pine Dr | Ottertail Cir | Marble Rd | 1.6901 | PVC | 8 |  | 75 | 160 | 270.409 | 27.0409 | 44.6175 | 342.0674 | 54 |  | Potable | 1 | 1 | 1 | 1 | 2011-11-08 15:16 | BAXTER\todd.deboer | 242 | FIT-418 | V-830 | 1JM38-1JM39 | {30475543-CC06-46C0-8C44-653E925E8439}
1560 | wMAIN-2397 | JM | 2003 MISSISSIPPI MEADOWS IMPROVEMENTS | 2003 | Marble Rd | Joshua Tree Dr | Knotty Pine Dr | 3.2844 | PVC | 10 |  | 75 | 180 | 591.1892 | 59.1189 | 97.5462 | 747.8544 | 54 |  | Potable | 1 | 1 | 1 | 1 | 2011-11-08 15:16 | BAXTER\todd.deboer | 242 | V-828 | FIT-1963 | 1JM18-1JM19 | {6729B689-9AAC-4EDF-B6CC-CCAC07FEEEF3}
1561 | wMAIN-2398 | JM | 2003 MISSISSIPPI MEADOWS IMPROVEMENTS | 2003 | Marble Rd | Joshua Tree Dr | None | 2.4554 | PVC | 10 |  | 75 | 180 | 441.9786 | 44.1979 | 72.9265 | 559.1029 | 54 | STUB WEST | Potable | 1 | 1 | 1 | 1 | 2011-11-08 15:16 | BAXTER\todd.deboer | 242 | FIT-1319 | FIT-590 | 1JM11-1JM14 | {05476568-3D55-4F10-B011-DD91DD0AC7B9}
1562 | wMAIN-2401 | JM | 2003 MISSISSIPPI MEADOWS IMPROVEMENTS | 2003 | Marble Rd | Joshua Tree Dr | None | 167.8769 | PVC | 10 |  | 75 | 180 | 30217.8444 | 3021.7844 | 4985.9443 | 38225.5732 | 54 |  | Potable | 1 | 1 | 1 | 1 | 2011-11-08 15:16 | BAXTER\todd.deboer | 242 | FIT-1317 | FIT-1319 | 1JM10-1JM11 | {668D1405-EEDC-4419-B84A-DEC477DE03CE}
1563 | wMAIN-2402 | JM | 2003 MISSISSIPPI MEADOWS IMPROVEMENTS | 2003 | Marble Rd | Joshua Tree Dr | Knotty Pine Dr | 335.5584 | PVC | 10 |  | 75 | 180 | 60400.5156 | 6040.0516 | 9966.0851 | 76406.6523 | 54 |  | Potable | 1 | 1 | 1 | 1 | 2011-11-08 15:16 | BAXTER\todd.deboer | 242 | FIT-1317 | FIT-1307 | 1JM10-1JM15 | {A8F3E572-3C35-40C3-9444-D350AFDC3DC8}
1564 | wMAIN-2403 | JM | 2003 MISSISSIPPI MEADOWS IMPROVEMENTS | 2003 | Joshua Tree Dr | Marble Rd | Joneswood Dr | 4.3309 | PVC | 10 |  | 75 | 180 | 779.566 | 77.9566 | 128.6284 | 986.1509 | 54 |  | Potable | 1 | 1 | 1 | 1 | 2011-11-08 15:16 | BAXTER\todd.deboer | 242 | V-826 | FIT-1317 | 1JM09-1JM10 | {D25DD7A2-2265-4482-8B6D-1145220B6409}
1565 | wMAIN-2404 | JM | 2003 MISSISSIPPI MEADOWS IMPROVEMENTS | 2003 | Joshua Tree Cir | Joneswood Dr | Mapleton Rd | 2.4942 | PVC | 10 |  | 75 | 180 | 448.9486 | 44.8949 | 74.0765 | 567.9199 | 54 |  | Potable | 1 | 1 | 1 | 1 | 2011-11-08 15:16 | BAXTER\todd.deboer | 242 | V-833 | FIT-1313 | 1JM04-1JM05 | {A933292C-5F71-4342-AEC5-5461ADF82265}
1566 | wMAIN-2407 | JM | 2003 MISSISSIPPI MEADOWS IMPROVEMENTS | 2003 | Marble Rd | Joneswood Dr | Jasperwood Dr | 1.6896 | PVC | 10 |  | 75 | 180 | 304.1324 | 30.4132 | 50.1818 | 384.7275 | 54 |  | Potable | 1 | 1 | 1 | 1 | 2011-11-08 15:16 | BAXTER\todd.deboer | 242 | FIT-1308 | V-844 | 1JM22-1JM25 | {7B04734F-1222-4BD0-82B2-2A35E60A7F25}
1567 | wMAIN-2408 | JM | 2003 MISSISSIPPI MEADOWS IMPROVEMENTS | 2003 | Marble Rd | Joneswood Dr | Jasperwood Dr | 5.5047 | PVC | 10 |  | 75 | 180 | 990.8423 | 99.0842 | 163.489 | 1253.4155 | 54 |  | Potable | 1 | 1 | 1 | 1 | 2011-11-08 15:16 | BAXTER\todd.deboer | 242 | V-844 | FIT-289 | 1JM25-1JM26 | {40603F3F-6675-49EE-953C-1E625DC000A1}
1568 | wMAIN-2411 | JM | 2003 MISSISSIPPI MEADOWS IMPROVEMENTS | 2003 | Marble Rd | Joneswood Dr | Jasperwood Dr | 184.2733 | PVC | 10 |  | 75 | 180 | 33169.2007 | 3316.9201 | 5472.9181 | 41959.0389 | 54 |  | Potable | 1 | 1 | 1 | 1 | 2011-11-08 15:16 | BAXTER\todd.deboer | 242 | FIT-1962 | FIT-1308 | 1JM21-1JM22 | {28582BB7-13ED-41AC-8FCD-7F336DB8935F}
1569 | wMAIN-2412 | JM | 2003 MISSISSIPPI MEADOWS IMPROVEMENTS | 2003 | Joneswood Dr | Marble Rd | Joneswood Cir | 306.0666 | PVC | 8 |  | 75 | 160 | 48970.6594 | 4897.0659 | 8080.1588 | 61947.8841 | 54 |  | Potable | 1 | 1 | 1 | 1 | 2011-11-08 15:16 | BAXTER\todd.deboer | 242 | FIT-1311 | V-843 | 1JM49-1JM52 | {16805E7E-7436-44E7-AEA7-C1259EA69111}
1570 | wMAIN-2417 | JM | 2003 MISSISSIPPI MEADOWS IMPROVEMENTS | 2003 | Joneswood Cir | Joneswood Dr | Knotty Pine Dr | 3.1661 | PVC | 6 |  | 75 | 140 | 443.2523 | 44.3252 | 73.1366 | 560.7141 | 54 |  | Potable | 1 | 1 | 1 | 1 | 2011-11-08 15:16 | BAXTER\todd.deboer | 242 | FIT-1318 | V-839 | 1JM41-1JM42 | {CC2A539A-75E0-4215-98DA-A720F48E410F}
1571 | wMAIN-2418 | JM | 2003 MISSISSIPPI MEADOWS IMPROVEMENTS | 2003 | Joneswood Dr | Marble Rd | Joneswood Cir | 26.2187 | PVC | 8 |  | 75 | 160 | 4194.9919 | 419.4992 | 692.1737 | 5306.6647 | 54 |  | Potable | 1 | 1 | 1 | 1 | 2011-11-08 15:16 | BAXTER\todd.deboer | 242 | V-840 | FIT-1310 | 1JM45-1JM46 | {8E146B3E-F7C9-48AD-9C77-204EC762942A}
1572 | wMAIN-2419 | JM | 2003 MISSISSIPPI MEADOWS IMPROVEMENTS | 2003 | Joneswood Dr | Marble Rd | Joneswood Cir | 1.6977 | PVC | 8 |  | 75 | 160 | 271.6292 | 27.1629 | 44.8188 | 343.611 | 54 |  | Potable | 1 | 1 | 1 | 1 | 2011-11-08 15:16 | BAXTER\todd.deboer | 242 | V-843 | FIT-417 | 1JM52-1JM53 | {4649C306-A542-4CA2-A75C-9D1F46C4B09F}
1573 | wMAIN-2421 | JM | 2003 MISSISSIPPI MEADOWS IMPROVEMENTS | 2003 | Knotty Pine Dr | Marble Rd | Joneswood Dr | 644.4134 | PVC | 8 |  | 75 | 160 | 103106.1442 | 10310.6144 | 17012.5138 | 130429.2724 | 54 |  | Potable | 1 | 1 | 1 | 1 | 2011-11-08 15:16 | BAXTER\todd.deboer | 242 | V-848 | V-847 | 1JM35-1JM36 | {A28C9574-C4ED-492B-8214-1587AB5ACF14}
1574 | wMAIN-2422 | DG | 1993 INDUSTRIAL PARK IMPROVEMENTS | 1995 | College Rd | Industrial Park Rd | Evergreen Dr | 2.5188 | PVC | 6 |  | 75 | 140 | 352.6355 | 35.2635 | 58.1849 | 446.0839 | 46 |  | Potable | 1 | 1 | 1 | 1 | 2011-11-08 15:16 | BAXTER\todd.deboer | 200 | FIT-1964 | V-763 | 1DG12-1DG13 | {C8ED0517-213A-4B4E-B014-60B3210D9BB9}
1575 | wMAIN-2423 | FF | HOME DEPOT SITE IMPROVEMENTS | 1999 | Home Depot | None | None | 280.8928 | PVC | 8 |  | 75 | 160 | 44942.8425 | 4494.2843 | 7415.569 | 56852.6958 | 50 |  | Potable | 1 | 1 | 1 | 1 | 2011-11-08 15:16 | BAXTER\todd.deboer |  | V-823 | FIT-1321 | 1FF49-1FF46 | {91CAD559-8233-4263-92BD-7D4F486E460D}
1576 | wMAIN-2427 | CF | 1977 MUNICIPAL WATER SYSTEM CONSTRUCTION | 1977 | State Hwy 210 | None | None | 1 | DIP | 12 |  | 75 | 200 | 200 | 20 | 33 | 253 | 28 | Plug installed during Water Plant demolition | Potable | 1 | 1 | 1 | 1 | 2011-11-08 15:16 | BAXTER\todd.deboer |  |  |  | 1CF27-1CF09 | {05335415-00CB-4BAE-8935-43B152363790}
1577 | wMAIN-2428 | FH | 1999 ISLE AND GLORY ROAD IMPROVEMENTS | 1999 | Isle Dr | Wal-mart | McDermott Orthodontics | 2.7226 | PVC | 12 |  | 75 | 200 | 544.5283 | 54.4528 | 89.8472 | 688.8283 | 50 |  | Potable | 1 | 1 | 1 | 1 | 2011-11-08 15:16 | BAXTER\todd.deboer | 181 | FIT-1323 | FIT-188 | 1FH05-1FH54 | {FC6A7D69-EC55-4301-AF4A-9E5A0F8F99D2}
1578 | wMAIN-2429 | FH | 1999 ISLE AND GLORY ROAD IMPROVEMENTS | 1999 | Missisippi River Trl | Wal-mart | Isle Dr | 36.3604 | PVC | 12 |  | 75 | 200 | 7272.0881 | 727.2088 | 1199.8945 | 9199.1915 | 50 |  | Potable | 1 | 1 | 1 | 1 | 2011-11-08 15:16 | BAXTER\todd.deboer | 181 | V-815 | FIT-1326 | 1FH04-1FH06 | {DAC8199F-11A3-41BC-A728-23A90D2F0EFF}
1579 | wMAIN-2430 | FH | 1999 ISLE AND GLORY ROAD IMPROVEMENTS | 1999 | Isle Dr | Wal-mart | None | 44.0001 | PVC | 8 |  | 75 | 160 | 7040.0115 | 704.0011 | 1161.6019 | 8905.6145 | 50 | STUB WEST | Potable | 1 | 1 | 1 | 1 | 2011-11-08 15:16 | BAXTER\todd.deboer | 181 | V-813 | FIT-591 | 1FH10-1FH11 | {41A3A74D-D84D-4C71-B270-1210CC599B87}
1580 | wMAIN-2431 | FH | 1999 ISLE AND GLORY ROAD IMPROVEMENTS | 1999 | Isle Dr | Wal-mart | None | 3.3866 | PVC | 8 |  | 75 | 160 | 541.855 | 54.1855 | 89.4061 | 685.4466 | 50 |  | Potable | 1 | 1 | 1 | 1 | 2011-11-08 15:16 | BAXTER\todd.deboer | 181 | FIT-1324 | V-813 | 1FH09-1FH10 | {F839B6D1-41E9-4AAF-BA6F-D50F12A268FF}
1581 | wMAIN-2432 | FH | 1999 ISLE AND GLORY ROAD IMPROVEMENTS | 1999 | Isle Dr | Wal-mart | None | 284.4858 | PVC | 12 |  | 75 | 200 | 56897.1573 | 5689.7157 | 9388.0309 | 71974.9039 | 50 |  | Potable | 1 | 1 | 1 | 1 | 2011-11-08 15:16 | BAXTER\todd.deboer | 181 | FIT-1328 | FIT-1325 | 1FH15-1FH12 | {3B377C68-C4F7-40F1-BACB-47BB921606B9}
1582 | wMAIN-2434 | FH | 1999 ISLE AND GLORY ROAD IMPROVEMENTS | 1999 | Missisippi River Trl | Wal-mart | Isle Dr | 4.8584 | PVC | 12 |  | 75 | 200 | 971.6743 | 97.1674 | 160.3263 | 1229.168 | 50 |  | Potable | 1 | 1 | 1 | 1 | 2011-11-08 15:16 | BAXTER\todd.deboer | 181 | FIT-1323 | V-815 | 1FH05-1FH04 | {DC75F179-F564-42E7-A654-E59962253040}
1583 | wMAIN-2439 | FG | 1999 ISLE AND GLORY ROAD IMPROVEMENTS | 1999 | Isle Dr | Wal-mart | Glory Rd | 3.4692 | PVC | 12 |  | 75 | 200 | 693.8427 | 69.3843 | 114.484 | 877.711 | 50 |  | Potable | 1 | 1 | 1 | 1 | 2011-11-08 15:16 | BAXTER\todd.deboer | 181 | FIT-1330 | V-809 | 1FG24-1FG25 | {B7CF1F2C-C74C-479B-B2A5-7AD71E1F1881}
1584 | wMAIN-2440 | FH | 1999 ISLE AND GLORY ROAD IMPROVEMENTS | 1999 | Wal-mart | Isle Dr | None | 34.3146 | PVC | 8 |  | 75 | 160 | 5490.3348 | 549.0335 | 905.9052 | 6945.2736 | 50 |  | Potable | 1 | 1 | 1 | 1 | 2011-11-08 15:16 | BAXTER\todd.deboer | 181 | V-811 | FIT-1327 | 1FH16-1FH17 | {2614335D-A5AB-44B1-B9ED-6306E55CDA5A}
1585 | wMAIN-2441 | FG | 1999 ISLE AND GLORY ROAD IMPROVEMENTS | 1999 | Glory Rd | Falcon Dr | RiverStone Professional Centre | 12.2228 | PVC | 10 |  | 75 | 180 | 2200.1064 | 220.0106 | 363.0176 | 2783.1346 | 50 |  | Potable | 1 | 1 | 1 | 1 | 2011-11-08 15:16 | BAXTER\todd.deboer | 181 | FIT-1329 |  | 1FG20-1FG19 | {6C8A805B-309C-47C9-A491-2651B86EFF66}
1586 | wMAIN-2442 | FG | 1999 ISLE AND GLORY ROAD IMPROVEMENTS | 1999 | Glory Rd | Falcon Dr | Isle Dr | 1.1566 | PVC | 10 |  | 75 | 180 | 208.1892 | 20.8189 | 34.3512 | 263.3593 | 50 |  | Potable | 1 | 1 | 1 | 1 | 2011-11-08 15:16 | BAXTER\todd.deboer | 181 | FIT-395 | V-808 | 1FG26-1FG23 | {A57F3AA4-DFB9-4F2D-8419-83058D9B23E9}
1587 | wMAIN-2443 | CG | 1993 INDUSTRIAL PARK IMPROVEMENTS | 1995 | Dogwood Dr | College Rd | Hastings Rd | 9.6444 | PVC | 8 |  | 75 | 160 | 1543.104 | 154.3104 | 254.6122 | 1952.0266 | 46 |  | Potable | 1 | 1 | 1 | 1 | 2011-11-08 15:16 | BAXTER\todd.deboer | 200 | V-761 | FIT-1885 | 1CG45-1CG03 | {6176276E-F8FA-41E6-8A49-D5AD33943775}
1588 | wMAIN-2444 | CG | 1993 INDUSTRIAL PARK IMPROVEMENTS | 1995 | Dogwood Dr | Goedderz Rd | College Rd | 2.8216 | PVC | 8 |  | 75 | 160 | 451.4522 | 45.1452 | 74.4896 | 571.087 | 46 |  | Potable | 1 | 1 | 1 | 1 | 2011-11-08 15:16 | BAXTER\todd.deboer | 200 | FIT-1983 | V-758 | 1CG01-1CG14 | {FD062269-5F5C-4075-B218-72BB03E74EB5}
1589 | wMAIN-2445 | CG | 1993 INDUSTRIAL PARK IMPROVEMENTS | 1995 | Cypress Estates | College Rd | None | 2.7101 | PVC | 8 |  | 75 | 160 | 433.6214 | 43.3621 | 71.5475 | 548.5311 | 46 |  | Potable | 1 | 1 | 1 | 1 | 2011-11-08 15:16 | BAXTER\todd.deboer | 200 | FIT-1984 | V-407 | 1CG05-1CG08 | {9CD1F2BD-E8CF-4D51-8E95-BE2C0F59D6A1}
1590 | wMAIN-2446 | DG | 1993 INDUSTRIAL PARK IMPROVEMENTS | 1995 | Goedderz Rd | Dogwood Dr | Industrial Park Rd | 13.966 | PVC | 8 |  | 75 | 160 | 2234.5643 | 223.4564 | 368.7031 | 2826.7239 | 46 |  | Potable | 1 | 1 | 1 | 1 | 2011-11-08 15:16 | BAXTER\todd.deboer | 200 | FIT-1336 | V-802 | 1DG15-1DG16 | {69036B65-5C0E-4051-A6A4-2A70E9AC5801}
1591 | wMAIN-2447 | DF | MNDOT SITE IMPROVEMENTS | 1991 | Transportation Dept | None | None | 248.2565 | PVC | 8 |  | 75 | 160 | 39721.0362 | 3972.1036 | 6553.971 | 50247.1108 | 42 |  | Potable | 1 | 1 | 1 | 1 | 2021-03-17 08:58 | BAXTER\tdeboer |  | wVLV-804 | wFIT-1333 | 1DF11-1DF12 | {6658A24C-7F28-4B55-A641-3D9E069B1F14}
1592 | wMAIN-2448 | DF | MNDOT SITE IMPROVEMENTS | 1991 | Transportation Dept | None | None | 430.6075 | PVC | 8 |  | 75 | 160 | 68897.2074 | 6889.7207 | 11368.0392 | 87154.9674 | 42 |  | Potable | 1 | 1 | 1 | 1 | 2021-03-17 08:58 | BAXTER\tdeboer |  | wFIT-1333 | wFIT-1332 | 1DF12-1DG21 | {327CAD3C-153F-43C8-92B3-07F9B73ABD18}
1593 | wMAIN-2453 | DF | MNDOT SITE IMPROVEMENTS | 1991 | Industrial Park | None | None | 9.3321 | PVC | 12 |  | 75 | 200 | 1866.4275 | 186.6427 | 307.9605 | 2361.0308 | 42 |  | Potable | 1 | 1 | 1 | 1 | 2011-11-08 15:16 | BAXTER\todd.deboer |  | FIT-1339 | V-689 | 1DF02-1DF03 | {966981FD-99C4-4A6E-ADDE-E750706B0D86}
1594 | wMAIN-2457 | DD | 1977 MUNICIPAL SANITARY SEWER AND WATER SYSTEMS CONSTRUCTION | 1977 | State Hwy 371 | Fairview Rd | Excelsior Rd | 3.2391 | DIP | 12 |  | 75 | 200 | 647.811 | 64.7811 | 106.8888 | 819.4809 | 28 |  | Potable | 1 | 1 | 1 | 1 | 2011-11-08 15:16 | BAXTER\todd.deboer | 100 | V-788 | FIT-1344 | 1DD01-1DD02 | {333B6072-F905-4AE3-A47E-F8BFCA56A87E}
1595 | wMAIN-2459 | FE | 1977 MUNICIPAL SANITARY SEWER AND WATER SYSTEMS CONSTRUCTION | 1977 | Flintwood Dr | Excelsior Rd | None | 57.0003 | DIP | 10 |  | 75 | 180 | 10260.0577 | 1026.0058 | 1692.9095 | 12978.9729 | 28 |  | Potable | 1 | 1 | 1 | 1 | 2011-11-08 15:16 | BAXTER\todd.deboer | 100 | FIT-1528 | V-599 | 1FE11-1FD01 | {1957F32B-7875-4294-A091-F5637BF3A080}
1596 | wMAIN-2461 | ED | 1977 MUNICIPAL SANITARY SEWER AND WATER SYSTEMS CONSTRUCTION | 1977 | Excelsior Rd | Forest Dr | Edgewood Dr | 482.4226 | PVC | 10 | Shows PVC Pipe on GIS | 75 | 180 | 86836.068 | 8683.6068 | 14327.9512 | 109847.626 | 28 |  | Potable | 1 | 1 | 1 | 1 | 2019-08-06 09:09 | BAXTER\Todd.DeBoer | 100 | wVLV-594 | wFIT-2279 | 1FD16-1ED01 | {22196015-3F4B-4153-AC60-BBD455E6CFA5}
1597 | wMAIN-2462 | FD | 1977 MUNICIPAL WATERMAIN CONSTRUCTION | 1977 | Forest Dr | Fox Pl | Excelsior Rd | 160.4131 | DIP | 8 |  | 75 | 160 | 25666.0978 | 2566.6098 | 4234.9061 | 32467.6138 | 28 |  | Potable | 1 | 1 | 1 | 1 | 2019-08-06 08:42 | BAXTER\Todd.DeBoer | 100 | wVLV-592 | wFIT-1225 | 1FD15-1FD17 | {700DB79C-2650-4254-95DC-1C4C18F3FC56}
1598 | wMAIN-2463 | FD | 1977 MUNICIPAL SANITARY SEWER AND WATER SYSTEMS CONSTRUCTION | 1977 | Forest Dr | Fox Pl | Excelsior Rd | 1.4935 | DIP | 10 |  | 75 | 180 | 268.8213 | 26.8821 | 44.3555 | 340.0589 | 28 |  | Potable | 1 | 1 | 1 | 1 | 2019-08-06 08:43 | BAXTER\Todd.DeBoer | 100 | wFIT-1524 | wFIT-410 | 1FD13-1FD14 | {AA8E35E9-4FAB-4328-9728-4CBC6AE64FAC}
1599 | wMAIN-2464 | FD | 1977 MUNICIPAL SANITARY SEWER AND WATER SYSTEMS CONSTRUCTION | 1977 | Excelsior Rd | Forest Dr | Edgewood Dr | 3.4516 | DIP | 10 |  | 75 | 180 | 621.2955 | 62.1296 | 102.5138 | 785.9388 | 28 |  | Potable | 1 | 1 | 1 | 1 | 2019-08-06 08:43 | BAXTER\Todd.DeBoer | 100 | wFIT-1524 | wVLV-594 | 1FD13-1FD16 | {02541495-7622-4274-9518-79336469DF55}
1600 | wMAIN-2465 | IE | 1998 JMS ADDITION IMPROVEMENTS | 1999 | Cherrywood Dr | Excelsior Rd | Donald St | 1.9998 | PVC | 6 |  | 75 | 140 | 279.9759 | 27.9976 | 46.196 | 354.1695 | 50 |  | Potable | 1 | 1 | 1 | 1 | 2011-11-08 15:16 | BAXTER\todd.deboer | 211 | FIT-1591 | FIT-204 | 1IE01-1IE46 | {B2CD991B-0E36-41D0-9339-5FA94864B2BE}
1601 | wMAIN-2468 | IE | CHERRYWOOD, CHARLES | 1999 | Cherrywood Dr | Excelsior Rd | Donald St | 19.9999 | PVC | 6 |  | 75 | 140 | 2799.9794 | 279.9979 | 461.9966 | 3541.974 | 50 | STUB EAST | Potable | 1 | 1 | 1 | 1 | 2011-11-08 15:16 | BAXTER\todd.deboer | 146 | FIT-1584 | FIT-634 | 1IE13-1IE14 | {F6C6E3BE-DFC9-4435-9F6D-276F45A45CF9}
1602 | wMAIN-2471 | IE | SEWER AND WATER IMPROVEMENTS | 1989 | Cherrywood Dr | Edmonton Rd | Cherrywood Dr | 5.0001 | PVC | 8 |  | 75 | 160 | 800.0186 | 80.0019 | 132.0031 | 1012.0235 | 40 |  | Potable | 1 | 1 | 1 | 1 | 2011-11-08 15:16 | BAXTER\todd.deboer | 280 | V-532 | FIT-1586 | 1IE05-1IE06 | {37EC5716-EF29-4F93-A7AE-D115E73595A8}
1603 | wMAIN-2472 | IE | SEWER AND WATER IMPROVEMENTS | 1989 | Cherrywood Dr | Inglewood Dr | Cherrywood Dr | 5 | PVC | 8 |  | 75 | 160 | 799.9983 | 79.9998 | 131.9997 | 1011.9978 | 40 |  | Potable | 1 | 1 | 1 | 1 | 2011-11-08 15:16 | BAXTER\todd.deboer | 280 | FIT-1586 | V-585 | 1IE06-1IE08 | {86DB32C9-B7DC-405B-AD21-C4CDE9CFB40C}
1604 | wMAIN-2473 | IE | 1998 JMS ADDITION IMPROVEMENTS | 1999 | Edmonton Rd | Cherrywood Dr | Knollwood Dr | 23.0002 | PVC | 6 |  | 75 | 140 | 3220.0265 | 322.0026 | 531.3044 | 4073.3335 | 50 |  | Potable | 1 | 1 | 1 | 1 | 2011-11-08 15:16 | BAXTER\todd.deboer | 211 | V-1091 | FIT-1589 | 1IE20-1IE19 | {968F6142-FCEC-4E9B-A600-9B5AC4AAEC32}
1605 | wMAIN-2474 | IE | 1998 JMS ADDITION IMPROVEMENTS | 1999 | Cherrywood Dr | Edmonton Rd | Cherrywood Dr | 20 | PVC | 6 |  | 75 | 140 | 2799.9985 | 279.9999 | 461.9998 | 3541.9981 | 50 |  | Potable | 1 | 1 | 1 | 1 | 2011-11-08 15:16 | BAXTER\todd.deboer | 211 | V-584 | FIT-1587 | 1IE24-1IE25 | {AE9D37BD-31FB-465B-BFF8-88316D864C5A}
1606 | wMAIN-2475 | IE | 1998 JMS ADDITION IMPROVEMENTS | 1999 | Cherrywood Dr | Edmonton Rd | Cherrywood Dr | 14.004 | PVC | 6 |  | 75 | 140 | 1960.5662 | 196.0566 | 323.4934 | 2480.1162 | 50 |  | Potable | 1 | 1 | 1 | 1 | 2011-11-08 15:16 | BAXTER\todd.deboer | 211 | FIT-1587 | FIT-1203 | 1IE25-1IE37 | {B730E053-61AE-4988-A749-EC2CE40A3013}
1607 | wMAIN-2481 | MI | 1990 SOUTHDALE IMPROVEMENTS | 1991 | Ashdale Ln | Second St | First St | 3.0001 | PVC | 6 |  | 75 | 140 | 420.0073 | 42.0007 | 69.3012 | 531.3092 | 42 |  | Potable | 1 | 1 | 1 | 1 | 2011-11-08 15:16 | BAXTER\todd.deboer | 265 | FIT-406 | FIT-1660 | 1MI42-1MI22 | {BFE179F0-BBB7-469F-BB76-E25A786A1FC4}
1608 | wMAIN-2482 | MI | 1990 SOUTHDALE IMPROVEMENTS | 1991 | WreathsForTheFallen | Ashdale Ln | Marohn Rd | 6.0001 | PVC | 8 |  | 75 | 160 | 960.0174 | 96.0017 | 158.4029 | 1214.422 | 42 |  | Potable | 1 | 1 | 1 | 1 | 2011-11-08 15:16 | BAXTER\todd.deboer | 265 | FIT-1179 | V-1027 | 1MI39-1MI40 | {726AC70B-434F-4006-BE20-BB739AD6A932}
1609 | wMAIN-2484 | NC | WHITE SAND NORTH SUBDIVISION IMPROVEMENTS PHASE 2 | 1999 | Camden Rd | Camden Rd | Cottage Grove Dr | 4.0308 | PVC | 6 |  | 75 | 140 | 564.3075 | 56.4308 | 93.1107 | 713.849 | 50 |  | Potable | 1 | 1 | 1 | 1 | 2011-11-08 15:16 | BAXTER\todd.deboer | 298 | FIT-1620 | V-573 | 1NC35-1NC38 | {EA2C7F9B-D63B-4409-93BF-2CFC1AB1F199}
1610 | wMAIN-2485 | NC | WHITE SAND NORTH SUBDIVISION IMPROVEMENTS PHASE 2 | 1999 | Camden Rd | Northwoods Dr | Cottage Grove Dr | 14.4257 | PVC | 6 |  | 75 | 140 | 2019.5942 | 201.9594 | 333.233 | 2554.7866 | 50 |  | Potable | 1 | 1 | 1 | 1 | 2011-11-08 15:16 | BAXTER\todd.deboer | 298 | V-574 | FIT-1898 | 1NC36-1NC37 | {F2333A89-1D85-4FF4-AC5B-FB61A904CF44}
1611 | wMAIN-2488 | MC | WHITE SAND NORTH 1999 PHASE 3 IMPROVEMENTS | 2002 | Cottage Grove Dr | Camden Rd | Bellingham Dr | 320.0721 | PVC | 6 |  | 75 | 140 | 44810.0911 | 4481.0091 | 7393.665 | 56684.7653 | 53 | CONNECTED TO EXISTING | Potable | 1 | 1 | 1 | 1 | 2011-11-08 15:16 | BAXTER\todd.deboer | 299 | FIT-1901 | FIT-1611 | 1NC08-1MC18 | {93E2C3E2-76ED-4AFD-A6B3-15F0D915EC99}
1612 | wMAIN-2489 | NC | WHITE SAND NORTH SUBDIVISION IMPROVEMENTS PHASE 1 | 1995 | Camden Rd | Camden Rd | Bellingham Dr | 39.914 | PVC | 6 |  | 75 | 140 | 5587.9646 | 558.7965 | 922.0142 | 7068.7752 | 46 |  | Potable | 1 | 1 | 1 | 1 | 2011-11-08 15:16 | BAXTER\todd.deboer | 297 | V-568 | FIT-1901 | 1NC09-1NC08 | {DACBF437-C5A3-4206-90FC-EEB57B5D31DC}
1613 | wMAIN-2490 | NC | WHITE SAND NORTH SUBDIVISION IMPROVEMENTS PHASE 1 | 1995 | Camden Rd | Camden Rd | Bellingham Dr | 1.9582 | PVC | 6 |  | 75 | 140 | 274.1506 | 27.4151 | 45.2349 | 346.8005 | 46 |  | Potable | 1 | 1 | 1 | 1 | 2011-11-08 15:16 | BAXTER\todd.deboer | 297 | FIT-1615 | V-568 | 1NC10-1NC09 | {CF8E5A54-B1B3-4FC3-AE5E-9BDCED797F88}
1614 | wMAIN-2491 | NC | WHITE SAND NORTH SUBDIVISION IMPROVEMENTS PHASE 1 | 1995 | Camden Rd | Northwoods Dr | Cottage Grove Dr | 2.4995 | PVC | 6 |  | 75 | 140 | 349.9299 | 34.993 | 57.7384 | 442.6613 | 46 |  | Potable | 1 | 1 | 1 | 1 | 2011-11-08 15:16 | BAXTER\todd.deboer | 297 | FIT-1615 | V-570 | 1NC10-1NC11 | {046D6C29-0EBA-49C1-9CCC-20425C71D557}
1615 | wMAIN-2496 | NC | WHITE SAND NORTH SUBDIVISION IMPROVEMENTS PHASE 2 | 1999 | Northwoods Dr | Clearwater Rd | Camden Rd | 335.5318 | PVC | 6 |  | 75 | 140 | 46974.4558 | 4697.4456 | 7750.7852 | 59422.6865 | 50 |  | Potable | 1 | 1 | 1 | 1 | 2011-11-08 15:16 | BAXTER\todd.deboer | 298 | FIT-1619 | FIT-1617 | 1NC39-1NC42 | {0265A2F2-EEAD-423C-9AD6-CFE5A694F5A4}
1616 | wMAIN-2497 | NC | WHITE SAND NORTH SUBDIVISION IMPROVEMENTS PHASE 2 | 1999 | Camden Rd | Camden Rd | Cottage Grove Dr | 301.8385 | PVC | 6 |  | 75 | 140 | 42257.3831 | 4225.7383 | 6972.4682 | 53455.5897 | 50 |  | Potable | 1 | 1 | 1 | 1 | 2011-11-08 15:16 | BAXTER\todd.deboer | 298 | FIT-1621 | FIT-1620 | 1NC32-1NC35 | {7B346782-DAEB-4C2C-9EB0-75DF02F17DFB}
1617 | wMAIN-2498 | NC | WHITE SAND NORTH SUBDIVISION IMPROVEMENTS PHASE 2 | 1999 | Camden Rd | Northwoods Dr | Cottage Grove Dr | 2.5744 | PVC | 6 |  | 75 | 140 | 360.4155 | 36.0416 | 59.4686 | 455.9256 | 50 |  | Potable | 1 | 1 | 1 | 1 | 2011-11-08 15:16 | BAXTER\todd.deboer | 298 | FIT-1620 | V-574 | 1NC35-1NC36 | {7E06D0B8-A9FE-445B-A84F-67BBDA9C941D}
1618 | wMAIN-2499 | NC | WHITE SAND NORTH SUBDIVISION IMPROVEMENTS PHASE 2 | 1999 | Camden Rd | Clearwater Rd | Camden Rd | 50.5934 | PVC | 6 |  | 75 | 140 | 7083.0812 | 708.3081 | 1168.7084 | 8960.0977 | 50 |  | Potable | 1 | 1 | 1 | 1 | 2011-11-08 15:16 | BAXTER\todd.deboer | 298 | V-573 | FIT-1619 | 1NC38-1NC39 | {908DDFCC-CDFA-4881-A1CD-6C790C6BCB67}
1619 | wMAIN-2503 | NC | WHITE SAND NORTH SUBDIVISION IMPROVEMENTS PHASE 2 | 1999 | Clearwater Rd | Welton Rd | Northwoods Dr | 12 | PVC | 10 |  | 75 | 180 | 2160.0042 | 216.0004 | 356.4007 | 2732.4053 | 50 | STUB EAST | Potable | 1 | 1 | 1 | 1 | 2011-11-08 15:16 | BAXTER\todd.deboer | 298 | FIT-1618 | FIT-636 | 1NC46-1NC49 | {48ABBEA4-3248-41B1-AC48-BE42B738FB44}
1620 | wMAIN-2504 | NC | WHITE SAND NORTH SUBDIVISION IMPROVEMENTS PHASE 2 | 1999 | Northwoods Dr | Welton Rd | Northwoods Dr | 2.9998 | PVC | 10 |  | 75 | 180 | 539.9614 | 53.9961 | 89.0936 | 683.0512 | 50 |  | Potable | 1 | 1 | 1 | 1 | 2011-11-08 15:16 | BAXTER\todd.deboer | 298 | FIT-1617 | V-572 | 1NC42-1NC45 | {75A04C5A-8F96-41B7-A00D-0997243BCE09}
1621 | wMAIN-2505 | NC | WHITE SAND NORTH SUBDIVISION IMPROVEMENTS PHASE 1 | 1995 | Cottage Grove Dr | Northwoods Dr | Cottage Grove Ter | 341.0165 | PVC | 6 |  | 75 | 140 | 47742.3164 | 4774.2316 | 7877.4822 | 60394.0302 | 46 |  | Potable | 1 | 1 | 1 | 1 | 2011-11-08 15:16 | BAXTER\todd.deboer | 297 | V-564 | FIT-1625 | 1NC21-1NC22 | {857719F6-4233-43D3-BCDE-4C4D7248DB20}
1622 | wMAIN-2506 | NC | WHITE SAND NORTH SUBDIVISION IMPROVEMENTS PHASE 2 | 1999 | Northwoods Dr | Camden Rd | Cottage Grove Dr | 22.2521 | PVC | 6 |  | 75 | 140 | 3115.2964 | 311.5296 | 514.0239 | 3940.85 | 50 | CONNECTED TO EXISTING | Potable | 1 | 1 | 1 | 1 | 2011-11-08 15:16 | BAXTER\todd.deboer | 298 | FIT-1899 | V-578 | 1NC30-1NC31 | {63AF4E99-E84F-4FAA-BF8D-5CC66EF2FDF0}
1623 | wMAIN-2507 | NC | WHITE SAND NORTH SUBDIVISION IMPROVEMENTS PHASE 2 | 1999 | Northwoods Dr | Camden Rd | Cottage Grove Dr | 32 | PVC | 6 |  | 75 | 140 | 4480.0032 | 448.0003 | 739.2005 | 5667.204 | 50 |  | Potable | 1 | 1 | 1 | 1 | 2011-11-08 15:16 | BAXTER\todd.deboer | 298 | V-578 | FIT-1621 | 1NC31-1NC32 | {94573289-DB26-4E0D-82E8-9A32ACE55CED}
1624 | wMAIN-2512 | NC | WHITE SAND NORTH SUBDIVISION IMPROVEMENTS PHASE 2 | 1999 | Clearwater Rd | Welton Rd | Northwoods Dr | 28 | PVC | 10 |  | 75 | 180 | 5040.0001 | 504 | 831.6 | 6375.6001 | 50 |  | Potable | 1 | 1 | 1 | 1 | 2011-11-08 15:16 | BAXTER\todd.deboer | 298 | V-572 | FIT-1618 | 1NC45-1NC46 | {45972A55-9599-4EF9-AA5C-8C8D18540914}
1625 | wMAIN-2513 | NC | WHITE SAND NORTH SUBDIVISION IMPROVEMENTS PHASE 1 | 1995 | Cottage Grove Dr | Cottage Grove Ter | Camden Rd | 40.0002 | PVC | 6 |  | 75 | 140 | 5600.0262 | 560.0026 | 924.0043 | 7084.0332 | 46 |  | Potable | 1 | 1 | 1 | 1 | 2011-11-08 15:16 | BAXTER\todd.deboer | 297 | FIT-1622 | V-565 | 1NC16-1NC19 | {008DC7A6-E8AE-4AA5-A623-C63FEBA7FBEC}
1626 | wMAIN-2518 | NC | WHITE SAND NORTH SUBDIVISION IMPROVEMENTS PHASE 1 | 1995 | Cottage Grove Dr | Cottage Grove Ter | Camden Rd | 4.9999 | PVC | 6 |  | 75 | 140 | 699.9816 | 69.9982 | 115.497 | 885.4767 | 46 |  | Potable | 1 | 1 | 1 | 1 | 2011-11-08 15:16 | BAXTER\todd.deboer | 297 | V-565 | FIT-1623 | 1NC19-1NC20 | {D43EB804-AC7A-42C3-86D5-BFA3C0663878}
1627 | wMAIN-2519 | NC | WHITE SAND NORTH SUBDIVISION IMPROVEMENTS PHASE 1 | 1995 | Cottage Grove Dr | Northwoods Dr | Cottage Grove Ter | 5 | PVC | 6 |  | 75 | 140 | 700.0058 | 70.0006 | 115.501 | 885.5073 | 46 |  | Potable | 1 | 1 | 1 | 1 | 2011-11-08 15:16 | BAXTER\todd.deboer | 297 | FIT-1623 | V-564 | 1NC20-1NC21 | {533BC7EA-60D4-4B7B-9072-F5C8A30FB3B0}
1628 | wMAIN-2520 | NC | WHITE SAND NORTH SUBDIVISION IMPROVEMENTS PHASE 1 | 1995 | Cottage Grove Dr | Northwoods Dr | Cottage Grove Ter | 4.9999 | PVC | 6 |  | 75 | 140 | 699.9816 | 69.9982 | 115.497 | 885.4767 | 46 |  | Potable | 1 | 1 | 1 | 1 | 2011-11-08 15:16 | BAXTER\todd.deboer | 297 | FIT-1625 | V-562 | 1NC22-1NC27 | {3A98A925-0317-4B9F-BBED-98F90EB036DA}
1629 | wMAIN-2521 | NC | WHITE SAND NORTH SUBDIVISION IMPROVEMENTS PHASE 1 | 1995 | Cottage Grove Dr | Camden Rd | Cottage Grove Dr | 6 | PVC | 6 |  | 75 | 140 | 840.0068 | 84.0007 | 138.6011 | 1062.6086 | 46 |  | Potable | 1 | 1 | 1 | 1 | 2011-11-08 15:16 | BAXTER\todd.deboer | 297 | FIT-1625 | V-563 | 1NC22-1NC23 | {3724C83C-5488-473D-AF76-B1711C763529}
1630 | wMAIN-2522 | NC | WHITE SAND NORTH SUBDIVISION IMPROVEMENTS PHASE 1 | 1995 | Cottage Grove Dr | Camden Rd | Cottage Grove Dr | 24 | PVC | 6 |  | 75 | 140 | 3360.007 | 336.0007 | 554.4012 | 4250.4088 | 46 |  | Potable | 1 | 1 | 1 | 1 | 2011-11-08 15:16 | BAXTER\todd.deboer | 297 | V-563 | FIT-1624 | 1NC23-1NC24 | {6569A2AD-4AB0-4666-9399-1E698D52C341}
1631 | wMAIN-2528 | OE | WESTWOOD OAKS DEVELOPMENT | 1996 | Emily Cir | Kelly Rd | Kelly Dr | 458 | PVC | 10 |  | 75 | 180 | 82440.0013 | 8244.0001 | 13602.6002 | 104286.6016 | 47 |  | Potable | 1 | 1 | 1 | 1 | 2011-11-08 15:16 | BAXTER\todd.deboer | 296 | V-548 | V-552 | 1OE17-1OE18 | {B8659B5A-3845-4A46-A271-69A9BF8044ED}
1632 | wMAIN-2529 | OE | WESTWOOD OAKS DEVELOPMENT | 1996 | Emily Cir | Travine Dr | Kelly Dr | 9.9998 | PVC | 10 |  | 75 | 180 | 1799.9727 | 179.9973 | 296.9955 | 2276.9654 | 47 |  | Potable | 1 | 1 | 1 | 1 | 2011-11-08 15:16 | BAXTER\todd.deboer | 296 | FIT-1976 | V-553 | 1OE19-1OE23 | {593C8429-E9E8-49B9-A616-62C1FC8C64EA}
1633 | wMAIN-2531 | OE | WESTWOOD OAKS DEVELOPMENT | 1996 | Emily Cir | Emily Rd | Kelly Cir | 10 | PVC | 6 |  | 75 | 140 | 1400.0055 | 140.0005 | 231.0009 | 1771.0069 | 47 |  | Potable | 1 | 1 | 1 | 1 | 2011-11-08 15:16 | BAXTER\todd.deboer | 296 | FIT-1976 | V-558 | 1OE19-1OE20 | {0359FBCB-DB3A-4F36-AA69-B3F2A7E6D670}
1634 | wMAIN-2532 | OE | WESTWOOD OAKS DEVELOPMENT | 1996 | Kelly Dr | Travine Dr | Kelly Dr | 13.0003 | PVC | 10 |  | 75 | 180 | 2340.049 | 234.0049 | 386.1081 | 2960.162 | 47 |  | Potable | 1 | 1 | 1 | 1 | 2011-11-08 15:16 | BAXTER\todd.deboer | 296 | V-553 | FIT-1639 | 1OE23-1OE24 | {37753410-5D14-40C3-9ABE-361336523133}
1635 | wMAIN-2533 | OE | WESTWOOD OAKS DEVELOPMENT | 1996 | Emily Rd | Travine Dr | Kelly Dr | 349.9997 | PVC | 10 |  | 75 | 180 | 62999.9443 | 6299.9944 | 10394.9908 | 79694.9295 | 47 |  | Potable | 1 | 1 | 1 | 1 | 2011-11-08 15:16 | BAXTER\todd.deboer | 296 | FIT-1639 | FIT-1640 | 1OE24-1PE41 | {40E7DDCC-1C79-4713-A2F6-B7A55701BA18}
1636 | wMAIN-2537 | FD | FOREST DRIVE AND FOX DRIVE SANITARY SEWER IMPROVEMENTS | 2002 | Forest Dr | None | None | 3.2264 | PVC | 6 |  | 75 | 140 | 451.6962 | 45.1696 | 74.5299 | 571.3957 | 53 |  | Potable | 1 | 1 | 1 | 1 | 2011-11-08 15:16 | BAXTER\todd.deboer | 180 | FIT-1228 | V-939 | 1FD27-1FD28 | {33EF26DA-BE27-47CE-872D-69FBD00D3573}
1637 | wMAIN-2538 | FD | FOREST DRIVE AND FOX DRIVE SANITARY SEWER IMPROVEMENTS | 2002 | Forest Dr | None | None | 3 | PVC | 6 |  | 75 | 140 | 420.0002 | 42 | 69.3 | 531.3002 | 53 | STUB WEST | Potable | 1 | 1 | 1 | 1 | 2011-11-08 15:16 | BAXTER\todd.deboer | 180 | FIT-1227 | FIT-579 | 1FD29-1FD32 | {B1C139B8-2716-4888-BCA0-1AA2E4E5E577}
1638 | wMAIN-2543 | FC | FOREST DRIVE AND FOX DRIVE SANITARY SEWER IMPROVEMENTS | 2002 | Fox Rd | Forest Dr | None | 6.3003 | PVC | 8 |  | 75 | 160 | 1008.0411 | 100.8041 | 166.3268 | 1275.172 | 53 |  | Potable | 1 | 1 | 1 | 1 | 2011-11-08 15:16 | BAXTER\todd.deboer | 180 | FIT-1870 | V-944 | 1FC13-1FC23 | {B43AFF61-392F-45B5-AB15-B56372E781EB}
1639 | wMAIN-2544 | FC | 1979 WATER IMPROVEMENTS | 1979 | Fox Rd | Forest Dr | None | 585.8296 | PVC | 8 |  | 75 | 160 | 93732.741 | 9373.2741 | 15465.9023 | 118571.9174 | 30 |  | Potable | 1 | 1 | 1 | 1 | 2011-11-08 15:16 | BAXTER\todd.deboer | 101 | FIT-1232 | FIT-1870 | 1FC10-1FC13 | {D5D902F6-159D-445E-8219-1405EEA96259}
1640 | wMAIN-2545 | GC | FOREST DRIVE AND FOX DRIVE SANITARY SEWER IMPROVEMENTS | 2002 | Fox Rd | Forest Dr | None | 180.4671 | PVC | 8 |  | 75 | 160 | 28874.7318 | 2887.4732 | 4764.3307 | 36526.5357 | 53 |  | Potable | 1 | 1 | 1 | 1 | 2011-11-08 15:16 | BAXTER\todd.deboer | 180 | FIT-1233 | FIT-1234 | 1GC01-1GC04 | {BA008855-2E19-4DAA-A029-6D77C9A35991}
1641 | wMAIN-2546 | GC | FOREST DRIVE AND FOX DRIVE SANITARY SEWER IMPROVEMENTS | 2002 | Fox Rd | Forest Dr | None | 3 | PVC | 8 |  | 75 | 160 | 480.0032 | 48.0003 | 79.2005 | 607.2041 | 53 | STUB WEST | Potable | 1 | 1 | 1 | 1 | 2011-11-08 15:16 | BAXTER\todd.deboer | 180 | FIT-1234 | FIT-580 | 1GC04-1GC07 | {B388868F-5924-4FEA-88E0-5C54E9C41A9C}
1642 | wMAIN-2553 | JG | S.P. NO. 1805-58 (T.H. 210) | 1998 | Knollwood Dr | State Hwy 210 | Foley Rd | 92 | PVC | 10 |  | 75 | 180 | 16559.9929 | 1655.9993 | 2732.3988 | 20948.391 | 49 | ENCLOSED IN A 18" DIA. SPLIT STEEL CASING PIPE | Potable | 1 | 1 | 1 | 1 | 2011-11-08 15:16 | BAXTER\todd.deboer | 268 | FIT-1874 | FIT-1871 | 1JG05-1JG06 | {7541F664-0610-49AA-AAA1-C6F096BF7760}
1643 | wMAIN-2554 | JG | 1979 WATER IMPROVEMENTS | 1979 | Knollwood Dr | State Hwy 210 | Foley Rd | 63.0002 | DIP | 10 |  | 75 | 180 | 11340.0336 | 1134.0034 | 1871.1055 | 14345.1425 | 30 | ENCLOSED IN A 18" DIA. STEEL CASING PIPE | Potable | 1 | 1 | 1 | 1 | 2011-11-08 15:16 | BAXTER\todd.deboer | 101 | FIT-1872 | FIT-1873 | 1JG07-1JG08 | {D00F8907-8A20-4E8C-AA92-C069AAC89AE5}
1644 | wMAIN-2555 | JG | 1979 WATER IMPROVEMENTS | 1979 | Knollwood Dr | State Hwy 210 | Foley Rd | 28 | PVC | 10 |  | 75 | 180 | 5039.9939 | 503.9994 | 831.599 | 6375.5922 | 30 |  | Potable | 1 | 1 | 1 | 1 | 2011-11-08 15:16 | BAXTER\todd.deboer | 101 | FIT-1871 | FIT-1872 | 1JG06-1JG07 | {B7FE9327-298B-437E-A412-9D781F3EAB5B}
1645 | wMAIN-2556 | JG | 1979 WATER IMPROVEMENTS | 1979 | Knollwood Dr | State Hwy 210 | Foley Rd | 9.9999 | PVC | 10 |  | 75 | 180 | 1799.9852 | 179.9985 | 296.9976 | 2276.9813 | 30 |  | Potable | 1 | 1 | 1 | 1 | 2011-11-08 15:16 | BAXTER\todd.deboer | 101 | FIT-1873 | V-931 | 1JG08-1JG09 | {60DECB4D-2413-46C4-999A-0B732B7F255A}
1646 | wMAIN-2557 | JG | 1979 WATER IMPROVEMENTS | 1979 | Knollwood Dr | State Hwy 210 | Foley Rd | 69.9998 | PVC | 10 |  | 75 | 180 | 12599.9709 | 1259.9971 | 2078.9952 | 15938.9631 | 30 | ENCLOSED IN A 18" DIA. SPLIT STEEL CASING PIPE | Potable | 1 | 1 | 1 | 1 | 2011-11-08 15:16 | BAXTER\todd.deboer | 101 | FIT-1875 | FIT-1874 | 1JG04-1JG05 | {A76C6A94-658A-43A1-8A7E-1CE3493318C6}
1647 | wMAIN-2558 | JG | 1979 WATER IMPROVEMENTS | 1979 | Knollwood Dr | State Hwy 210 | Foley Rd | 16.0003 | PVC | 10 |  | 75 | 180 | 2880.0467 | 288.0047 | 475.2077 | 3643.2591 | 30 |  | Potable | 1 | 1 | 1 | 1 | 2011-11-08 15:16 | BAXTER\todd.deboer | 101 | V-914 | FIT-1875 | 1JG03-1JG04 | {D92D3461-0B2D-4AAD-9B11-4466B74D8DE7}
1648 | wMAIN-2561 | IF | 1979 WATER IMPROVEMENTS | 1979 | Fairview Rd | Lakewood Evangelical Church | None | 42.7646 | PVC | 12 |  | 75 | 200 | 8552.923 | 855.2923 | 1411.2323 | 10819.4476 | 30 |  | Potable | 1 | 1 | 1 | 1 | 2011-11-08 15:16 | BAXTER\todd.deboer | 101 | FIT-1205 | FIT-1240 | 1IF16-1IF10 | {B79CAE83-B825-476D-9002-E22F2D381079}
1649 | wMAIN-2568 | GD | GRAND OAKS DRIVE SEWER AND WATER IMPROVEMENTS | 2000 | Grand Oaks Dr | Grand Oaks Ct | Excelsior Rd | 2.0053 | PVC | 6 |  | 75 | 140 | 280.7394 | 28.0739 | 46.322 | 355.1353 | 51 | C900 | Potable | 1 | 1 | 1 | 1 | 2011-11-08 15:16 | BAXTER\todd.deboer | 187 | V-921 | FIT-1529 | 1GD12-1GD13 | {E590832E-C486-496A-9F83-65C5D7ACE67F}
1650 | wMAIN-2569 | GE | GRAND OAKS DRIVE SEWER AND WATER IMPROVEMENTS | 2000 | Grand Oaks Dr | Grand Oaks Ct | Excelsior Rd | 6.1535 | PVC | 6 |  | 75 | 140 | 861.4831 | 86.1483 | 142.1447 | 1089.7762 | 51 | C900 | Potable | 1 | 1 | 1 | 1 | 2011-11-08 15:16 | BAXTER\todd.deboer | 187 | FIT-1579 | V-923 | 1GE05-1GE12 | {54B43D23-7674-4D31-BBBD-68371573611C}
1651 | wMAIN-2570 | GE | GRAND OAKS DRIVE SEWER AND WATER IMPROVEMENTS | 2000 | Grand Oaks Dr | Glenwood Dr | Grand Oaks Ct | 5.6448 | PVC | 6 |  | 75 | 140 | 790.2694 | 79.0269 | 130.3945 | 999.6908 | 51 | C900 | Potable | 1 | 1 | 1 | 1 | 2011-11-08 15:16 | BAXTER\todd.deboer | 187 | V-924 | FIT-1579 | 1GE04-1GE05 | {27F56F2B-E595-4B13-B388-3ECE4EBFBDF3}
1652 | wMAIN-2571 | GE | GRAND OAKS DRIVE SEWER AND WATER IMPROVEMENTS | 2000 | Grand Oaks Ct | Grand Oaks Dr | None | 51.0675 | PVC | 6 |  | 75 | 140 | 7149.4501 | 714.945 | 1179.6593 | 9044.0544 | 51 | C900 | Potable | 1 | 1 | 1 | 1 | 2011-11-08 15:16 | BAXTER\todd.deboer | 187 | V-926 | FIT-1580 | 1GE06-1GE07 | {8FB8F82A-257B-40B6-8385-CCE26A26AAA2}
1653 | wMAIN-2575 | GE | GRAND OAKS DRIVE SEWER AND WATER IMPROVEMENTS | 2000 | Grand Oaks Ct | Grand Oaks Dr | None | 6.3608 | PVC | 6 |  | 75 | 140 | 890.5166 | 89.0517 | 146.9352 | 1126.5035 | 51 | C900 | Potable | 1 | 1 | 1 | 1 | 2011-11-08 15:16 | BAXTER\todd.deboer | 187 | FIT-1579 | V-926 | 1GE05-1GE06 | {59473BC9-2385-4F66-A7AF-9CB3793BDD98}
1654 | wMAIN-2578 | GE | GRAND OAKS DRIVE SEWER AND WATER IMPROVEMENTS | 2000 | Grand Oaks Dr | Glenwood Dr | Grand Oaks Ct | 389.4218 | PVC | 6 |  | 75 | 140 | 54519.0552 | 5451.9055 | 8995.6441 | 68966.6049 | 51 | C900 | Potable | 1 | 1 | 1 | 1 | 2011-11-08 15:16 | BAXTER\todd.deboer | 187 | V-591 | FIT-1581 | 1HE29-1GE01 | {20ECF596-B86B-4C99-A5AF-4B338AA5E535}
1655 | wMAIN-2579 | HE | GRAND OAKS DRIVE SEWER AND WATER IMPROVEMENTS | 2000 | Grand Oaks Dr | Glenwood Dr | Grand Oaks Ct | 1.4955 | PVC | 6 |  | 75 | 140 | 209.3735 | 20.9374 | 34.5466 | 264.8575 | 51 | C900 | Potable | 1 | 1 | 1 | 1 | 2011-11-08 15:16 | BAXTER\todd.deboer | 187 | FIT-1582 | V-591 | 1HE28-1HE29 | {883D4868-DC3B-45B8-826F-6CB2D0BAC95F}
1656 | wMAIN-2580 | HE | 1979 WATER IMPROVEMENTS | 1979 | Madeline Dr | Mary St | John St | 3.9999 | PVC | 8 |  | 75 | 160 | 639.9898 | 63.999 | 105.5983 | 809.5871 | 30 |  | Potable | 1 | 1 | 1 | 1 | 2011-11-08 15:16 | BAXTER\todd.deboer | 101 | FIT-415 | FIT-1289 | 1HE17-1HE18 | {E5EA8043-D386-4EBD-97BC-196E3992E487}
1657 | wMAIN-2582 | GD | 1979 WATER IMPROVEMENTS | 1979 | Excelsior Rd | Glenwood Dr | Grand Oaks Dr | 294.8175 | PVC | 10 |  | 75 | 180 | 53067.1421 | 5306.7142 | 8756.0785 | 67129.9348 | 30 |  | Potable | 1 | 1 | 1 | 1 | 2011-11-08 15:16 | BAXTER\todd.deboer | 101 | FIT-1244 | FIT-1243 | 1GD01-1GD03 | {268F0CF1-DADA-4560-BD4B-42C115D65839}
1658 | wMAIN-2583 | GD | 1979 WATER IMPROVEMENTS | 1979 | Excelsior Rd | Grand Oaks Dr | Flintwood Dr | 9.6078 | PVC | 10 |  | 75 | 180 | 1729.402 | 172.9402 | 285.3513 | 2187.6936 | 30 |  | Potable | 1 | 1 | 1 | 1 | 2011-11-08 15:16 | BAXTER\todd.deboer | 101 | FIT-1529 | FIT-1244 | 1GD13-1GD01 | {13664F89-9C47-49EE-832B-DABA62C23D57}
1659 | wMAIN-2585 | GD | 1979 WATER IMPROVEMENTS | 1979 | Excelsior Rd | Inglewood Dr | Glenwood Dr | 55 | PVC | 10 |  | 75 | 180 | 9899.9917 | 989.9992 | 1633.4986 | 12523.4895 | 30 |  | Potable | 1 | 1 | 1 | 1 | 2011-11-08 15:16 | BAXTER\todd.deboer | 101 | V-918 | FIT-1245 | 1GD08-1GD09 | {E9F707B5-F25D-47A2-AEF5-676E32387D25}
1660 | wMAIN-2587 | GD | 1979 WATER IMPROVEMENTS | 1979 | Excelsior Rd | Inglewood Dr | Glenwood Dr | 4.9999 | PVC | 10 |  | 75 | 180 | 899.9873 | 89.9987 | 148.4979 | 1138.4839 | 30 |  | Potable | 1 | 1 | 1 | 1 | 2011-11-08 15:16 | BAXTER\todd.deboer | 101 | FIT-1297 | V-918 | 1GD06-1GD08 | {4B24A4EF-FA7F-4645-B00B-0E52845B30B2}
1661 | wMAIN-2589 | HD | 1979 WATER IMPROVEMENTS | 1979 | Excelsior Rd | Inglewood Dr | Glenwood Dr | 574.1258 | PVC | 10 |  | 75 | 180 | 103342.648 | 10334.2648 | 17051.5369 | 130728.4498 | 30 |  | Potable | 1 | 1 | 1 | 1 | 2011-11-08 15:16 | BAXTER\todd.deboer | 101 | FIT-1245 | FIT-1246 | 1GD09-1HD01 | {AE547411-B248-4CF7-906F-2DB2C5412170}
1662 | wMAIN-2592 | HD | 1979 WATER IMPROVEMENTS | 1979 | Excelsior Rd | Inglewood Dr | Glenwood Dr | 491.5001 | PVC | 10 |  | 75 | 180 | 88470.022 | 8847.0022 | 14597.5536 | 111914.5778 | 30 |  | Potable | 1 | 1 | 1 | 1 | 2011-11-08 15:16 | BAXTER\todd.deboer | 101 | FIT-1246 | FIT-1247 | 1HD01-1HD04 | {9553E601-A216-4C1E-9BC0-C4E2A427CF92}
1663 | wMAIN-2594 | IF | 1979 WATER IMPROVEMENTS | 1979 | Fairview Rd | Lord of Life Lutheran Church | Lakewood Evangelical Church | 310.6624 | PVC | 12 |  | 75 | 200 | 62132.4831 | 6213.2483 | 10251.8597 | 78597.5911 | 30 |  | Potable | 1 | 1 | 1 | 1 | 2011-11-08 15:16 | BAXTER\todd.deboer | 101 | FIT-1210 | FIT-1248 | 1IF36-1IF13 | {6FB1D3C6-2E17-4EC9-9F18-888ABC16990F}
1664 | wMAIN-2596 | IF | 1979 WATER IMPROVEMENTS | 1979 | Fairview Rd | Knollwood Dr | Lord of Life Lutheran Church | 572.8049 | PVC | 12 |  | 75 | 200 | 114560.9736 | 11456.0974 | 18902.5606 | 144919.6316 | 30 |  | Potable | 1 | 1 | 1 | 1 | 2011-11-08 15:16 | BAXTER\todd.deboer | 101 | FIT-1248 | FIT-1249 | 1IF13-1JG01 | {E5BC7F87-2780-4811-AE14-13781809EE79}
1665 | wMAIN-2597 | JG | 1979 WATER IMPROVEMENTS | 1979 | Knollwood Dr | State Hwy 210 | Foley Rd | 5 | PVC | 10 |  | 75 | 180 | 899.9926 | 89.9993 | 148.4988 | 1138.4907 | 30 |  | Potable | 1 | 1 | 1 | 1 | 2011-11-08 15:16 | BAXTER\todd.deboer | 101 | FIT-1249 | V-914 | 1JG01-1JG03 | {007ECAB4-D732-4969-A2B1-0236720227B9}
1666 | wMAIN-2598 | HF | 1979 WATER IMPROVEMENTS | 1979 | Fairview Rd | Glenwood Dr | Bluestem Ct | 2.1094 | PVC | 6 |  | 75 | 140 | 295.3109 | 29.5311 | 48.7263 | 373.5683 | 30 | STUB NORTH | Potable | 1 | 1 | 1 | 1 | 2021-03-18 13:13 | BAXTER\tdeboer | 101 | wFIT-1251 | wFIT-581 | 1HF11-1HF12 | {EA013D17-2302-4E5E-BD7E-D50FF1673C28}
1667 | wMAIN-2599 | IF | S.P. NO. 1805-58 (T.H. 210) | 1998 | Inglewood Dr | Fairview Rd | State Hwy 210 | 80 | DIP | 8 |  | 75 | 160 | 12799.9998 | 1280 | 2112 | 16191.9998 | 49 | PIPE ENCLOSED IN A 24" DIA. STEEL CASING PIPE | Potable | 1 | 1 | 1 | 1 | 2011-11-08 15:16 | BAXTER\todd.deboer | 268 | FIT-1879 | FIT-1878 | 1IF06-1IF07 | {A89AD120-F7CB-4A6C-A459-FF2461E61345}
1668 | wMAIN-2600 | IF | S.P. NO. 1805-58 (T.H. 210) | 1998 | Inglewood Dr | Fairview Rd | State Hwy 210 | 42.2767 | DIP | 8 |  | 75 | 160 | 6764.2739 | 676.4274 | 1116.1052 | 8556.8065 | 49 |  | Potable | 1 | 1 | 1 | 1 | 2011-11-08 15:16 | BAXTER\todd.deboer | 268 | FIT-1880 | FIT-1879 | 1IF05-1IF06 | {731000A7-703F-4749-A6F6-F02ABF7C5659}
1669 | wMAIN-2601 | IF | S.P. NO. 1805-58 (T.H. 210) | 1998 | Inglewood Dr | Fairview Rd | State Hwy 210 | 125.0012 | DIP | 8 |  | 75 | 160 | 20000.1984 | 2000.0198 | 3300.0327 | 25300.251 | 49 | PIPE ENCLOSED IN A 24" DIA. RCP CASING PIPE | Potable | 1 | 1 | 1 | 1 | 2011-11-08 15:16 | BAXTER\todd.deboer | 268 | FIT-1881 | FIT-1880 | 1IF04-1IF05 | {37A3FBF6-9B5A-4650-93F4-48331195B674}
1670 | wMAIN-2602 | IF | S.P. NO. 1805-58 (T.H. 210) | 1998 | Inglewood Dr | Fairview Rd | State Hwy 210 | 25.928 | DIP | 8 |  | 75 | 160 | 4148.4822 | 414.8482 | 684.4996 | 5247.83 | 49 | STUB SOUTH | Potable | 1 | 1 | 1 | 1 | 2011-11-08 15:16 | BAXTER\todd.deboer | 268 | FIT-1878 | FIT-582 | 1IF07-1IF08 | {93BD7802-28EF-4180-8659-4E72F3A00E3E}
1671 | wMAIN-2603 | IG | 1979 WATER IMPROVEMENTS | 1979 | Timberlane Dr | Park St | None | 3.0002 | PVC | 8 |  | 75 | 160 | 480.0293 | 48.0029 | 79.2048 | 607.237 | 30 | STUB NORTHEAST | Potable | 1 | 1 | 1 | 1 | 2011-11-08 15:16 | BAXTER\todd.deboer | 101 | FIT-1257 | FIT-583 | 1IG05-1IG06 | {EE6EC609-5F97-448B-8DE9-B4BD7D9878E1}
1672 | wMAIN-2605 | DA | 1977 MUNICIPAL SANITARY SEWER AND WATER SYSTEMS CONSTRUCTION | 1977 | Dellwood Dr | Mills Bodyworks | Aldi | 60.9564 | DIP | 10 |  | 75 | 180 | 10972.1454 | 1097.2145 | 1810.404 | 13879.7639 | 28 |  | Potable | 1 | 1 | 1 | 1 | 2011-11-08 15:16 | BAXTER\todd.deboer | 100 |  | FIT-1903 | 1DA03-1DA04 | {DBAAAFA7-68EB-4B01-BE91-654BA630088E}
1673 | wMAIN-2608 | DB | EXCELSIOR ROAD EXTENSION, JACKSON STREET AND FRONTAGE ROAD IMPROVEMENTS | 1993 | Aldi | Dellwood Dr | None | 66.8149 | PVC | 6 |  | 75 | 140 | 9354.0859 | 935.4086 | 1543.4242 | 11832.9186 | 44 |  | Potable | 1 | 1 | 1 | 1 | 2016-11-28 15:52 | BAXTER\todd.deboer | 176 | wVLV-1954 | wFIT-1022 | 1DB33-1DB34 | {8DC0B6F4-7663-40C6-B945-2E2A112E6F02}
1674 | wMAIN-2609 | DB | 1977 MUNICIPAL SANITARY SEWER AND WATER SYSTEMS CONSTRUCTION | 1977 | Dellwood Dr | None | None | 5.9242 | DIP | 6 |  | 75 | 140 | 829.388 | 82.9388 | 136.849 | 1049.1758 | 28 |  | Potable | 1 | 1 | 1 | 1 | 2011-11-08 15:16 | BAXTER\todd.deboer | 100 | FIT-1024 |  | 1DB41-1DB42 | {0979FD19-2179-4B92-8AC2-4FA1BB874575}
1675 | wMAIN-2610 | DC | 1977 MUNICIPAL SANITARY SEWER AND WATER SYSTEMS CONSTRUCTION | 1977 | Dellwood Dr | Clearwater Rd | None | 2.2083 | DIP | 10 |  | 75 | 180 | 397.4977 | 39.7498 | 65.5871 | 502.8346 | 28 |  | Potable | 1 | 1 | 1 | 1 | 2011-11-08 15:16 | BAXTER\todd.deboer | 100 | FIT-1023 | FIT-1006 | 1DC20-1DC41 | {4B1D5F4B-BD85-4573-82FB-6CDBA39258A5}
1676 | wMAIN-2611 | DC | TARGET SITE IMPROVEMENTS | 1990 | Clearwater Rd | Office Max | Golf Course Dr | 55.7525 | PVC | 10 |  | 75 | 180 | 10035.4535 | 1003.5454 | 1655.8498 | 12694.8487 | 41 |  | Potable | 1 | 1 | 1 | 1 | 2011-11-08 15:16 | BAXTER\todd.deboer | 270 | FIT-1905 |  | 1DC16-1DC17 | {D2AF847F-84DF-49FD-A008-91C15086FF1D}
1677 | wMAIN-2612 | DC | 1977 MUNICIPAL SANITARY SEWER AND WATER SYSTEMS CONSTRUCTION | 1977 | Finken Water Treatment | Dellwood Dr | None | 17.1833 | DIP | 6 |  | 75 | 140 | 2405.6678 | 240.5668 | 396.9352 | 3043.1698 | 28 |  | Potable | 1 | 1 | 1 | 1 | 2011-11-08 15:16 | BAXTER\todd.deboer | 100 | FIT-1025 |  | 1DC25-1DC26 | {EF7984DB-B33F-4BD6-B846-5BB03943E8E8}
1678 | wMAIN-2613 | DC | 1977 MUNICIPAL SANITARY SEWER AND WATER SYSTEMS CONSTRUCTION | 1977 | Dellwood Dr | Finken Water Treatment | Universal Dr | 467.3754 | DIP | 10 |  | 75 | 180 | 84127.5805 | 8412.7581 | 13881.0508 | 106421.3894 | 28 |  | Potable | 1 | 1 | 1 | 1 | 2011-11-08 15:16 | BAXTER\todd.deboer | 100 | FIT-1027 | FIT-1025 | 1DC28-1DC25 | {3E449D27-D0B0-4F4C-9686-F117FA1F8F94}
1679 | wMAIN-2616 | DC | 1977 MUNICIPAL SANITARY SEWER AND WATER SYSTEMS CONSTRUCTION | 1977 | Universal Rd | Dellwood Dr | Golf Course Dr | 8.0256 | DIP | 10 |  | 75 | 180 | 1444.6089 | 144.4609 | 238.3605 | 1827.4302 | 28 |  | Potable | 1 | 1 | 1 | 1 | 2011-11-08 15:16 | BAXTER\todd.deboer | 100 | FIT-1027 | V-1260 | 1DC28-1DC29 | {44AE4211-66C0-4BFA-9B68-DDB5C599563E}
1680 | wMAIN-2617 | DD | 1977 MUNICIPAL SANITARY SEWER AND WATER SYSTEMS CONSTRUCTION | 1977 | Dellwood Dr | Universal Dr | Design Rd | 332.8854 | DIP | 10 |  | 75 | 180 | 59919.3739 | 5991.9374 | 9886.6967 | 75798.0079 | 28 |  | Potable | 1 | 1 | 1 | 1 | 2016-12-19 15:11 | BAXTER\todd.deboer | 100 | wFIT-1505 | wVLV-1234 | 1DD40-1DD39 | {8EE015FD-7970-432C-B22C-C20159EC3CEB}
1681 | wMAIN-2618 | DD | 1981 UTILITY IMPROVEMENTS | 1981 | Design Rd | Dellwood Dr | Mills General Motors | 19.8783 | PVC | 8 |  | 75 | 160 | 3180.5359 | 318.0536 | 524.7884 | 4023.3779 | 32 |  | Potable | 1 | 1 | 1 | 1 | 2011-11-08 15:16 | BAXTER\todd.deboer | 102 | V-1233 |  | 1DD34-BLDG. | {6C14E362-97CF-465E-B131-7B109BB7F8FD}
1682 | wMAIN-2623 | DD | MILL FLEET FARM SITE IMPROVEMENTS | 1980 | Design Rd | Dellwood Dr | Golf Course Dr | 44.3608 | PVC | 10 |  | 75 | 180 | 7984.9352 | 798.4935 | 1317.5143 | 10100.9431 | 31 |  | Potable | 1 | 1 | 1 | 1 | 2011-11-08 15:16 | BAXTER\todd.deboer |  | FIT-1505 |  | 1DD40-1DD38 | {AE370AD0-2C7A-44CF-9474-819657DD2BC1}
1683 | wMAIN-2624 | DD | 1981 UTILITY IMPROVEMENTS | 1981 | Design Rd | Dellwood Dr | Golf Course Dr | 4.0624 | PVC | 10 |  | 75 | 180 | 731.2274 | 73.1227 | 120.6525 | 925.0027 | 32 |  | Potable | 1 | 1 | 1 | 1 | 2011-11-08 15:16 | BAXTER\todd.deboer | 102 | FIT-1031 | V-1229 | 1DD24-1DD26 | {E3D09E93-98A4-41EB-8DB4-1EBBCDDAE6AC}
1684 | wMAIN-2628 | DD | MILLS FLEET FARM SITE CONSTRUCTION | 1980 | Fleet Farm GasMart | Dellwood Dr | None | 26.8377 | PVC | 6 |  | 75 | 140 | 3757.2726 | 375.7273 | 619.95 | 4752.9498 | 31 |  | Potable | 1 | 1 | 1 | 1 | 2011-11-08 15:16 | BAXTER\todd.deboer | 238 | FIT-1034 |  | 1DD45-1DD46 | {9FE0976F-C61E-4636-A35C-1CF7938D659A}
1685 | wMAIN-2629 | DD | MILLS FLEET FARM SITE CONSTRUCTION | 1980 | Fleet Farm GasMart | Dellwood Dr | None | 7.0684 | PVC | 6 |  | 75 | 140 | 989.5821 | 98.9582 | 163.281 | 1251.8213 | 31 |  | Potable | 1 | 1 | 1 | 1 | 2011-11-08 15:16 | BAXTER\todd.deboer | 238 | FIT-1035 | FIT-1034 | 1DD44-1DD45 | {B1ACA606-D743-45F1-9D10-F03C88A40A85}
1686 | wMAIN-2631 | DC | UNIVERSAL DRIVE IMPROVEMENTS | 1996 | Universal Rd | Dellwood Dr | Golf Course Dr | 4.0627 | PVC | 6 |  | 75 | 140 | 568.7745 | 56.8775 | 93.8478 | 719.4998 | 47 |  | Potable | 1 | 1 | 1 | 1 | 2011-11-08 15:16 | BAXTER\todd.deboer | 276 | V-1222 | FIT-1037 | 1DC37-1DC38 | {D25B24DE-C7EE-4E79-8CD4-3304EDCF4062}
1687 | wMAIN-2632 | DC | UNIVERSAL DRIVE IMPROVEMENTS | 1996 | Golf Course Dr | Universal Rd | Design Rd | 4.1952 | PVC | 10 |  | 75 | 180 | 755.136 | 75.5136 | 124.5974 | 955.247 | 47 |  | Potable | 1 | 1 | 1 | 1 | 2011-11-08 15:16 | BAXTER\todd.deboer | 276 | FIT-158 | FIT-557 | 1DC01-1DC40 | {2A0E9819-CBCC-4DF7-9190-4BF1BFA7E6DF}
1688 | wMAIN-2633 | CF | 1981 UTILITY IMPROVEMENTS | 1981 | State Hwy 210 | Industrial Park Rd | None | 489.1293 | PVC | 12 |  | 75 | 200 | 97825.86 | 9782.586 | 16141.2669 | 123749.7129 | 32 |  | Potable | 1 | 1 | 1 | 1 | 2021-03-17 09:11 | BAXTER\tdeboer | 102 | wVLV-1221 | wFIT-1686 | 1CF07-1CF06 | {BA0C6C3D-7CC4-4471-9939-D69DBA600EAC}
1689 | wMAIN-2641 | EF | WATERMAIN EXTENSION FOR NAVILLUS LAND CO. | 1996 | Costco | None | None | 344.3713 | PVC | 12 |  | 75 | 200 | 68874.2547 | 6887.4255 | 11364.252 | 87125.9322 | 47 |  | Potable | 1 | 1 | 1 | 1 | 2019-10-14 09:52 | BAXTER\Todd.DeBoer | 287 | wVLV-687 | FIT-1684 | 1EF22-1EF26 | {05175937-EB4C-4A2A-A6C0-536E992335BB}
1690 | wMAIN-2643 | EG | S.P. NO. 1805-58 (T.H. 210) | 1998 | Central Lakes Crossing | None | None | 57.6773 | PVC | 6 |  | 75 | 140 | 8074.823 | 807.4823 | 1332.3458 | 10214.6511 | 49 |  | Potable | 1 | 1 | 1 | 1 | 2011-11-08 15:16 | BAXTER\todd.deboer | 268 | V-1210 |  | 1EG30-1EG31 | {F102FE9D-6018-42AE-9FE6-8492C1609630}
1691 | wMAIN-2644 | EG | S.P. NO. 1805-58 (T.H. 210) | 1998 | Central Lakes Crossing | None | None | 14.0001 | PVC | 6 |  | 75 | 140 | 1960.0093 | 196.0009 | 323.4015 | 2479.4118 | 49 |  | Potable | 1 | 1 | 1 | 1 | 2011-11-08 15:16 | BAXTER\todd.deboer | 268 | FIT-1046 | V-1210 | 1EG29-1EG30 | {93D698C8-2ED0-49C6-8217-E1219B201477}
1692 | wMAIN-2647 | FH | 1999 ISLE AND GLORY ROAD IMPROVEMENTS | 1999 | Wal-mart | None | None | 6.0971 | PVC | 8 |  | 75 | 160 | 975.5361 | 97.5536 | 160.9635 | 1234.0532 | 50 |  | Potable | 1 | 1 | 1 | 1 | 2011-11-08 15:16 | BAXTER\todd.deboer | 181 | FIT-1327 | FIT-1921 | 1FH17-1FH20 | {0744E3F8-193C-400C-AA50-615CB9A71AE8}
1693 | wMAIN-2648 | KK | STATE AID PROJECT NO. 230-101-01 | 2001 | Knollwood Dr | Highland Senic Rd | Forestview Middle School | 3.817 | PVC | 10 |  | 75 | 180 | 687.0548 | 68.7055 | 113.364 | 869.1243 | 52 |  | Potable | 1 | 1 | 1 | 1 | 2011-11-08 15:16 | BAXTER\todd.deboer | 221 | FIT-1051 | V-1197 | 1KK01-1KK04 | {B388A780-499A-4847-8271-080DCDB93F06}
1694 | wMAIN-2649 | JG | 1979 WATER IMPROVEMENTS | 1979 | Knollwood Dr | Timberlane Dr | State Hwy 210 | 7.3317 | PVC | 10 |  | 75 | 180 | 1319.6978 | 131.9698 | 217.7501 | 1669.4178 | 30 |  | Potable | 1 | 1 | 1 | 1 | 2011-11-08 15:16 | BAXTER\todd.deboer | 101 | FIT-1281 | V-881 | 1JG10-1JG23 | {1287F004-F746-4364-9227-7538BA6FDC74}
1695 | wMAIN-2650 | JG | 1979 WATER IMPROVEMENTS | 1979 | Timberlane Dr | Park St | Knollwood Dr | 14.8734 | PVC | 8 |  | 75 | 160 | 2379.7414 | 237.9741 | 392.6573 | 3010.3729 | 30 |  | Potable | 1 | 1 | 1 | 1 | 2011-11-08 15:16 | BAXTER\todd.deboer | 101 | FIT-1679 | FIT-1280 | 1JG12-1JG15 | {1CD77300-AEB0-418B-B597-81235F120CC6}
1696 | wMAIN-2653 | IG | 1979 WATER IMPROVEMENTS | 1979 | Timberlane Dr | Park St | None | 2.5 | PVC | 8 |  | 75 | 160 | 400.0052 | 40.0005 | 66.0009 | 506.0066 | 30 |  | Potable | 1 | 1 | 1 | 1 | 2011-11-08 15:16 | BAXTER\todd.deboer | 101 | FIT-1257 | FIT-413 | 1IG05-1IG07 | {988A3846-7415-47E1-9FEB-985F7E30DA5C}
1697 | wMAIN-2654 | IG | 1979 WATER IMPROVEMENTS | 1979 | Timberlane Dr | Park St | None | 2.0303 | PVC | 6 |  | 75 | 140 | 284.2461 | 28.4246 | 46.9006 | 359.5713 | 30 |  | Potable | 1 | 1 | 1 | 1 | 2011-11-08 15:16 | BAXTER\todd.deboer | 101 | FIT-413 | V-905 | 1IG07-1IG08 | {B7F8C2B7-1C5D-4732-B062-FA28E43F26AE}
1698 | wMAIN-2655 | JG | 1979 WATER IMPROVEMENTS | 1979 | Timberlane Dr | Park St | None | 5.9644 | PVC | 6 |  | 75 | 140 | 835.0096 | 83.501 | 137.7766 | 1056.2872 | 30 |  | Potable | 1 | 1 | 1 | 1 | 2011-11-08 15:16 | BAXTER\todd.deboer | 101 | FIT-1278 | V-873 | 1JG22-1JG21 | {595DEE92-8D71-423E-8B1E-B1F4ED76EAA1}
1699 | wMAIN-2658 | IG | 1979 WATER IMPROVEMENTS | 1979 | Timberlane Dr | Park St | None | 4.5304 | PVC | 8 |  | 75 | 160 | 724.8715 | 72.4872 | 119.6038 | 916.9625 | 30 |  | Potable | 1 | 1 | 1 | 1 | 2011-11-08 15:16 | BAXTER\todd.deboer | 101 | V-906 | FIT-1257 | 1IG04-1IG05 | {767BD19F-83C9-4A56-957F-32913A49BD78}
1700 | wMAIN-2661 | JG | 1979 WATER IMPROVEMENTS | 1979 | Park St | Timberlane Dr | Knollwood Dr | 8.2808 | PVC | 6 |  | 75 | 140 | 1159.3184 | 115.9318 | 191.2875 | 1466.5378 | 30 |  | Potable | 1 | 1 | 1 | 1 | 2011-11-08 15:16 | BAXTER\todd.deboer | 101 | FIT-1279 | V-874 | 1JG17-1JG20 | {84FBE11D-BB16-46B4-B1CB-309C317CEBC0}
1701 | wMAIN-2664 | JH | 1979 WATER IMPROVEMENTS | 1979 | Timberlane Dr | Knollwood Dr | Woodland Rd | 10.6359 | PVC | 6 |  | 75 | 140 | 1489.0278 | 148.9028 | 245.6896 | 1883.6201 | 30 |  | Potable | 1 | 1 | 1 | 1 | 2011-11-08 15:16 | BAXTER\todd.deboer | 101 | FIT-1261 | FIT-1260 | 1JH06-1JH08 | {B0A17974-C5B6-4642-8B6D-21C44CA33683}
1702 | wMAIN-2673 | NH | 1981 UTILITY IMPROVEMENTS | 1981 | Cedardale Ln | Ashdale Ln | State Hwy 210 | 8.2018 | PVC | 8 |  | 75 | 160 | 1312.2947 | 131.2295 | 216.5286 | 1660.0527 | 32 |  | Potable | 1 | 1 | 1 | 1 | 2011-11-08 15:16 | BAXTER\todd.deboer | 102 | V-993 | FIT-1188 | 1NH16-1NI01 | {89609DFE-0675-4E00-A22D-765EED60E616}
1703 | wMAIN-2675 | NH | 1981 UTILITY IMPROVEMENTS | 1981 | Fairview Rd | Memorywood Dr | State Hwy 210 | 67.0679 | PVC | 12 |  | 75 | 200 | 13413.5708 | 1341.3571 | 2213.2392 | 16968.167 | 32 |  | Potable | 1 | 1 | 1 | 1 | 2021-03-08 12:51 | BAXTER\tdeboer | 102 | wVLV-1024 | wFIT-1189 | 1NH06-1NH07 | {37219D39-A56E-4D3D-9671-820AEE421202}
1704 | wMAIN-2678 | NH | 1981 UTILITY IMPROVEMENTS | 1981 | Memorywood Dr | Oak St | Fairview Rd | 5.2935 | PVC | 10 |  | 75 | 180 | 952.8242 | 95.2824 | 157.216 | 1205.3226 | 32 |  | Potable | 1 | 1 | 1 | 1 | 2021-03-08 12:51 | BAXTER\tdeboer | 102 | wFIT-1190 | wVLV-990 | 1NH01-1NH02 | {415A1AC8-D1E9-4852-AAF8-3F2E92E28C25}
1705 | wMAIN-2679 | MH | 1981 UTILITY IMPROVEMENTS | 1981 | Fairview Rd | Memorywood Dr | Maplewood Dr | 492.9305 | PVC | 12 |  | 75 | 200 | 98586.0903 | 9858.609 | 16266.7049 | 124711.4043 | 32 |  | Potable | 1 | 1 | 1 | 1 | 2021-03-08 12:51 | BAXTER\tdeboer | 102 | wFIT-1191 | wFIT-1190 | 1MH04-1NH01 | {B47AB5D9-7C23-4494-95B6-77F79C994C6F}
1706 | wMAIN-2681 | MH | 1981 UTILITY IMPROVEMENTS | 1981 | Fairview Rd | Memorywood Dr | Maplewood Dr | 633.0003 | PVC | 12 |  | 75 | 200 | 126600.0549 | 12660.0055 | 20889.0091 | 160149.0695 | 32 |  | Potable | 1 | 1 | 1 | 1 | 2011-11-08 15:16 | BAXTER\todd.deboer | 102 | FIT-1192 | FIT-1191 | 1MH01-1MH04 | {F795D1D1-F77E-438D-A583-EA64EEFBEB84}
1707 | wMAIN-2684 | MG | 1981 UTILITY IMPROVEMENTS | 1981 | Fairview Rd | Memorywood Dr | Maplewood Dr | 557.2073 | PVC | 12 |  | 75 | 200 | 111441.4576 | 11144.1458 | 18387.8405 | 140973.4438 | 32 |  | Potable | 1 | 1 | 1 | 1 | 2011-11-08 15:16 | BAXTER\todd.deboer | 102 | FIT-1194 | FIT-1192 | 1MG04-1MH01 | {21DC1F70-1149-4D46-A5C8-BFD70840EB6C}
1708 | wMAIN-2686 | MG | 1981 UTILITY IMPROVEMENTS | 1981 | Fairview Rd | Memorywood Dr | Maplewood Dr | 60 | PVC | 12 |  | 75 | 200 | 11999.9935 | 1199.9994 | 1979.9989 | 15179.9918 | 32 |  | Potable | 1 | 1 | 1 | 1 | 2011-11-08 15:16 | BAXTER\todd.deboer | 102 | V-985 | FIT-1194 | 1MG03-1MG04 | {9C43B12A-0ACB-4BCA-99EC-C1CA6C2C96A5}
1709 | wMAIN-2689 | MG | 1981 UTILITY IMPROVEMENTS | 1981 | Fairview Rd | Maplewwod Dr | Art Ward Dr | 4.0001 | PVC | 12 |  | 75 | 200 | 800.0161 | 80.0016 | 132.0027 | 1012.0204 | 32 |  | Potable | 1 | 1 | 1 | 1 | 2011-11-08 15:16 | BAXTER\todd.deboer | 102 |  | V-985 | 1MG01-1MG03 | {98289992-0FD0-444E-96C8-E9B35C051C90}
1710 | wMAIN-2690 | MG | 1981 UTILITY IMPROVEMENTS | 1981 | Fairview Rd | Maplewood Dr | Art Ward Dr | 24.4647 | PVC | 12 |  | 75 | 200 | 4892.9454 | 489.2945 | 807.336 | 6189.576 | 32 |  | Potable | 1 | 1 | 1 | 1 | 2011-11-08 15:16 | BAXTER\todd.deboer | 102 | FIT-1670 |  | 1MG08-1MG01 | {AE6C2763-09EC-4312-AB4B-C4999E6D2BB2}
1711 | wMAIN-2691 | MG | MAPLEWOOD DRIVE WATERMAIN EXTENSION | 1981 | Maplewood Dr | Fairview Rd | None | 2.9999 | PVC | 8 |  | 75 | 160 | 479.9793 | 47.9979 | 79.1966 | 607.1739 | 32 |  | Potable | 1 | 1 | 1 | 1 | 2011-11-08 15:16 | BAXTER\todd.deboer | 235 |  | V-1104 | 1MG01-1MG02 | {5EB5F565-E154-4AF0-9E7B-554F74CCF195}
1712 | wMAIN-2694 | KG | 1981 UTILITY IMPROVEMENTS | 1981 | Fairview Rd | Kenwood Dr | Knollwood Dr | 449.5926 | PVC | 12 |  | 75 | 200 | 89918.5248 | 8991.8525 | 14836.5566 | 113746.9338 | 32 |  | Potable | 1 | 1 | 1 | 1 | 2011-11-08 15:16 | BAXTER\todd.deboer | 102 | FIT-1161 | FIT-1201 | 1JG33-1KG01 | {E6331A7F-77CB-4097-980D-13887330C903}
1713 | wMAIN-2697 | IF | 1979 WATER IMPROVEMENTS | 1979 | Fairview Rd | Lakewood Evangelical Church | None | 330.3376 | PVC | 12 |  | 75 | 200 | 66067.5225 | 6606.7523 | 10901.1412 | 83575.416 | 30 |  | Potable | 1 | 1 | 1 | 1 | 2011-11-08 15:16 | BAXTER\todd.deboer | 101 | FIT-1240 | FIT-1210 | 1IF10-1IF36 | {7D6C303E-93DE-4069-B1D5-2121A75B30E2}
1714 | wMAIN-2698 | IF | 1979 WATER IMPROVEMENTS | 1979 | Fairview Rd | Lakewood Evangelical Church | Inglewood Dr | 481.7546 | PVC | 12 |  | 75 | 200 | 96350.919 | 9635.0919 | 15897.9016 | 121883.9125 | 30 |  | Potable | 1 | 1 | 1 | 1 | 2011-11-08 15:16 | BAXTER\todd.deboer | 101 | FIT-1876 | FIT-1205 | 1IF09-1IF16 | {6F893E21-87E1-45A4-8ABA-E1A5E785E54F}
1715 | wMAIN-2700 | IF | LAKEWOOD EVANGELICAL FREE CHURCH SITE IMPROVEMENTS | 2002 | Lakewood Evangelical Church | None | None | 104.0704 | PVC | 8 |  | 75 | 160 | 16651.2566 | 1665.1257 | 2747.4573 | 21063.8396 | 53 |  | Potable | 1 | 1 | 1 | 1 | 2011-11-08 15:16 | BAXTER\todd.deboer |  | FIT-1207 | FIT-1206 | 1IF18-1IF21 | {B6B044FE-3110-4B84-8C3A-0D2200B9A3BC}
1716 | wMAIN-2702 | IF | LAKEWOOD EVANGELICAL FREE CHURCH SITE IMPROVEMENTS | 2002 | Lakewood Evangelical Church | None | None | 59.9999 | PVC | 8 |  | 75 | 160 | 9599.98 | 959.998 | 1583.9967 | 12143.9747 | 53 |  | Potable | 1 | 1 | 1 | 1 | 2011-11-08 15:16 | BAXTER\todd.deboer |  | FIT-1208 | FIT-1209 | 1IF24-1IF27 | {5CD45E6A-0FD1-4647-82C3-5174AF6245BA}
1717 | wMAIN-2705 | IF | LAKEWOOD EVANGELICAL FREE CHURCH SITE IMPROVEMENTS | 2002 | Lakewood Evangelical Church | None | None | 23.1679 | PVC | 6 |  | 75 | 140 | 3243.5102 | 324.351 | 535.1792 | 4103.0404 | 53 | SERVICE LINE | Potable | 1 | 1 | 1 | 1 | 2011-11-08 15:16 | BAXTER\todd.deboer |  | FIT-1209 | V-974 | 1IF27-1IF28 | {18C20186-EDF2-4B52-9B5E-081A99170B51}
1718 | wMAIN-2706 | IF | LAKEWOOD EVANGELICAL FREE CHURCH SITE IMPROVEMENTS | 2002 | Lakewood Evangelical Church | Fairview Rd | None | 2.9168 | PVC | 8 |  | 75 | 160 | 466.6816 | 46.6682 | 77.0025 | 590.3523 | 53 |  | Potable | 1 | 1 | 1 | 1 | 2011-11-08 15:16 | BAXTER\todd.deboer |  | V-911 | FIT-1210 | 1IF35-1IF36 | {8CF9A0EE-2064-4F9C-B4E5-706F5E3B161B}
1719 | wMAIN-2709 | IF | LAKEWOOD EVANGELICAL FREE CHURCH SITE IMPROVEMENTS | 2002 | Lakewood Evangelical Church | None | None | 4.2651 | PVC | 8 |  | 75 | 160 | 682.4099 | 68.241 | 112.5976 | 863.2485 | 53 |  | Potable | 1 | 1 | 1 | 1 | 2011-11-08 15:16 | BAXTER\todd.deboer |  | FIT-1206 | V-972 | 1IF21-1IF23 | {14D13035-4F13-467B-A29C-CEEF5E91397B}
1720 | wMAIN-2711 | IF | LAKEWOOD EVANGELICAL FREE CHURCH SITE IMPROVEMENTS | 2002 | Lakewood Evangelical Church | Fairview Rd | None | 0.99418 | PVC | 8 |  | 75 | 160 | 159.0692 | 15.9069 | 26.2464 | 201.2226 | 53 |  | Potable | 1 | 1 | 1 | 1 | 2011-11-08 15:16 | BAXTER\todd.deboer |  | FIT-1205 | V-912 | 1IF16-1IF17 | {70FAA1A0-871E-4E98-BE14-B7702BC184D0}
1721 | wMAIN-2712 | FC | FOREST DRIVE AND FOX DRIVE SANITARY SEWER IMPROVEMENTS | 2002 | Forest Dr | None | None | 28.9101 | PVC | 8 |  | 75 | 160 | 4625.6176 | 462.5618 | 763.2269 | 5851.4062 | 53 | STUB EAST | Potable | 1 | 1 | 1 | 1 | 2021-03-12 13:41 | BAXTER\tdeboer | 180 | wVLV-941 | wFIT-578 | 1FC18-1FC19 | {957266CC-ADFF-4D07-A1B4-341762B41752}
1722 | wMAIN-2717 | FD | 1977 MUNICIPAL WATERMAIN CONSTRUCTION | 1977 | Forest Dr | Fox Pl | Excelsior Rd | 1.5236 | DIP | 8 |  | 75 | 160 | 243.77 | 24.377 | 40.222 | 308.369 | 28 |  | Potable | 1 | 1 | 1 | 1 | 2019-08-06 08:43 | BAXTER\Todd.DeBoer | 100 | wFIT-410 | wVLV-592 | 1FD14-1FD15 | {3F2B3546-706F-4973-A6BC-630833E5125E}
1723 | wMAIN-2720 | ED | 1977 MUNICIPAL SANITARY SEWER AND WATER SYSTEMS CONSTRUCTION | 1977 | Excelsior Rd | Forest Dr | Edgewood Dr | 186.0131 | DIP | 10 |  | 75 | 180 | 33482.351 | 3348.2351 | 5524.5879 | 42355.1741 | 28 |  | Potable | 1 | 1 | 1 | 1 | 2019-08-06 09:25 | BAXTER\Todd.DeBoer | 100 | wFIT-1212 | wFIT-950 | 1ED04-1ED18 | {02518D8B-6EF9-4E3D-B85C-0FDFF5A5BD3D}
1724 | wMAIN-2721 | ED | 1977 MUNICIPAL SANITARY SEWER AND WATER SYSTEMS CONSTRUCTION | 1977 | Excelsior Rd | Forest Dr | Edgewood Dr | 160.4233 | PVC | 10 |  | 75 | 180 | 28876.2017 | 2887.6202 | 4764.5733 | 36528.3952 | 28 |  | Potable | 1 | 1 | 1 | 1 | 2019-08-06 08:55 | BAXTER\Todd.DeBoer | 100 | wFIT-1213 | wFIT-2277 | 1ED01-1ED04 | {806F2E92-E775-4E89-8245-EE454315150F}
1725 | wMAIN-2727 | FD | 1977 MUNICIPAL SANITARY SEWER AND WATER SYSTEMS CONSTRUCTION | 1977 | Flintwood Dr | Excelsior Rd | None | 3 | DIP | 10 |  | 75 | 180 | 540.0002 | 54 | 89.1 | 683.1002 | 28 |  | Potable | 1 | 1 | 1 | 1 | 2011-11-08 15:16 | BAXTER\todd.deboer | 100 | V-599 | FIT-1527 | 1FD01-1FD02 | {C13BF9D0-DEE3-4D21-B572-DF0FC5ACDF71}
1726 | wMAIN-2728 | DD | 1977 MUNICIPAL SANITARY SEWER AND WATER SYSTEMS CONSTRUCTION | 1977 | State Hwy 371 | Excelsior Rd | None | 2.3974 | DIP | 12 |  | 75 | 200 | 479.4843 | 47.9484 | 79.1149 | 606.5476 | 28 |  | Potable | 1 | 1 | 1 | 1 | 2011-11-08 15:16 | BAXTER\todd.deboer | 100 | FIT-1344 | FIT-411 | 1DD02-1DD03 | {A483452A-F027-42B9-ADC2-E36A4CF46338}
1727 | wMAIN-2729 | DD | 1977 MUNICIPAL SANITARY SEWER AND WATER SYSTEMS CONSTRUCTION | 1977 | Excelsior Rd | State Hwy 371 | Dellwood Dr | 25.9998 | DIP | 12 |  | 75 | 200 | 5199.9693 | 519.9969 | 857.9949 | 6577.9612 | 28 |  | Potable | 1 | 1 | 1 | 1 | 2011-11-08 15:16 | BAXTER\todd.deboer | 100 | FIT-1863 | V-795 | 1DD07-1DD08 | {B9FDFF9C-7DC1-4A4A-9C6D-CED919C05880}
1728 | wMAIN-2730 | DD | 1977 MUNICIPAL SANITARY SEWER AND WATER SYSTEMS CONSTRUCTION | 1977 | Excelsior Rd | State Hwy 371 | Dellwood Dr | 139.9998 | DIP | 12 |  | 75 | 200 | 27999.9621 | 2799.9962 | 4619.9937 | 35419.9521 | 28 | PIPE ENCLOSED IN 20" DIA. STEEL CASING PIPE | Potable | 1 | 1 | 1 | 1 | 2011-11-08 15:16 | BAXTER\todd.deboer | 100 | FIT-1864 | FIT-1863 | 1DD06-1DD07 | {8770D3EA-D19A-4DC9-BD18-A7120340BF66}
1729 | wMAIN-2731 | DD | 1977 MUNICIPAL SANITARY SEWER AND WATER SYSTEMS CONSTRUCTION | 1977 | Excelsior Rd | Dellwood Dr | Kohl's | 3.7556 | DIP | 12 |  | 75 | 200 | 751.1283 | 75.1128 | 123.9362 | 950.1773 | 28 |  | Potable | 1 | 1 | 1 | 1 | 2011-11-08 15:16 | BAXTER\todd.deboer | 100 | FIT-1214 | V-794 | 1DD09-1DD11 | {FE3F2145-36AF-4407-915F-0015ECF6B1F0}
1730 | wMAIN-2732 | EE | 1977 MUNICIPAL SANITARY SEWER AND WATER SYSTEMS CONSTRUCTION | 1977 | Fairview Rd | Baymont by Wyndham | Linn Star Transfer | 466.6122 | DIP | 12 |  | 75 | 200 | 93322.4499 | 9332.245 | 15398.2042 | 118052.8992 | 28 |  | Potable | 1 | 1 | 1 | 1 | 2021-03-18 12:58 | BAXTER\tdeboer | 100 | wFIT-1218 | wFIT-1215 | 1EE02-1EE05 | {23C5B9D0-DC57-4A4C-AB5A-AB65719D4900}
1731 | wMAIN-2734 | DD | 1977 MUNICIPAL SANITARY SEWER AND WATER SYSTEMS CONSTRUCTION | 1977 | Dellwood Dr | Design Rd | Excelsior Rd | 5.2335 | DIP | 10 |  | 75 | 180 | 942.03 | 94.203 | 155.435 | 1191.668 | 28 |  | Potable | 1 | 1 | 1 | 1 | 2011-11-08 15:17 | BAXTER\todd.deboer | 100 | FIT-1214 | V-793 | 1DD09-1DD10 | {06E2C3B6-3B3B-40E9-AE17-8C7CE9666D93}
1732 | wMAIN-2735 | DD | 1977 MUNICIPAL SANITARY SEWER AND WATER SYSTEMS CONSTRUCTION | 1977 | Excelsior Rd | Dellwood Dr | Kohl's | 48.1652 | DIP | 12 |  | 75 | 200 | 9633.0383 | 963.3038 | 1589.4513 | 12185.7934 | 28 |  | Potable | 1 | 1 | 1 | 1 | 2011-11-08 15:17 | BAXTER\todd.deboer | 100 | V-794 | FIT-1036 | 1DD11-1DD48 | {0966957A-8BB2-4E7E-86EE-106CF99AFAFF}
1733 | wMAIN-2736 | EE | 1977 MUNICIPAL SANITARY SEWER AND WATER SYSTEMS CONSTRUCTION | 1977 | Fairview Rd | Baymont by Wyndham | Linn Star Transfer | 2.9456 | DIP | 12 |  | 75 | 200 | 589.1169 | 58.9117 | 97.2043 | 745.2328 | 28 |  | Potable | 1 | 1 | 1 | 1 | 2021-03-18 13:00 | BAXTER\tdeboer | 100 | wVLV-963 | wFIT-1218 | 1EE01-1EE02 | {A7F55E0E-1DE2-4A8E-828F-74B6B06D179A}
1734 | wMAIN-2738 | FE | 1977 MUNICIPAL SANITARY SEWER AND WATER SYSTEMS CONSTRUCTION | 1977 | Fairview Rd | Flintwood Dr | Baymont by Wyndham | 437.2217 | DIP | 12 |  | 75 | 200 | 87444.3347 | 8744.4335 | 14428.3152 | 110617.0834 | 28 |  | Potable | 1 | 1 | 1 | 1 | 2021-03-18 13:04 | BAXTER\tdeboer | 100 | wFIT-1219 | wFIT-1576 | 1FE18-1FE21 | {66A1CF6C-7EE2-4245-A429-EEC1E9A663A5}
1735 | wMAIN-2740 | FE | 1977 MUNICIPAL SANITARY SEWER AND WATER SYSTEMS CONSTRUCTION | 1977 | Fairview Rd | Flintwood Dr | Baymont by Wyndham | 230.3876 | DIP | 12 |  | 75 | 200 | 46077.5121 | 4607.7512 | 7602.7895 | 58288.0528 | 28 |  | Potable | 1 | 1 | 1 | 1 | 2021-03-18 13:07 | BAXTER\tdeboer | 100 | wVLV-957 | wVLV-961 | 1FF23-1FE14 | {68E92D04-5307-435A-9E57-A1DAED364E63}
1736 | wMAIN-2741 | FE | 1977 MUNICIPAL SANITARY SEWER AND WATER SYSTEMS CONSTRUCTION | 1977 | Fairview Rd | Bluestem Ct | Flintwood Dr | 3.29 | DIP | 12 |  | 75 | 200 | 657.9905 | 65.7991 | 108.5684 | 832.358 | 28 |  | Potable | 1 | 1 | 1 | 1 | 2021-03-18 13:07 | BAXTER\tdeboer | 100 | wFIT-1578 | wVLV-956 | 1FF24-1FF25 | {3E9D7BC5-CAAF-4170-8143-C47147B6DBE7}
1737 | wMAIN-2743 | GF | 1979 WATER IMPROVEMENTS | 1979 | Fairview Rd | Glenwood Dr | Bluestem Ct | 48.1211 | PVC | 6 |  | 75 | 140 | 6736.9485 | 673.6948 | 1111.5965 | 8522.2398 | 30 | HYDRANT LEAD REARRANGED 1998 | Potable | 1 | 1 | 1 | 1 | 2011-11-08 15:17 | BAXTER\todd.deboer | 101 | FIT-1250 | FIT-1867 | 1GF01-1GF02 | {1A7CBE5C-8E37-44FE-9E73-3BF3A89C62FE}
1738 | wMAIN-2749 | EE | 1977 MUNICIPAL SANITARY SEWER AND WATER SYSTEMS CONSTRUCTION | 1977 | Fairview Rd | None | None | 143.6012 | DIP | 6 |  | 75 | 140 | 20104.1633 | 2010.4163 | 3317.1869 | 25431.7666 | 28 | SERVICE LINE | Potable | 1 | 1 | 1 | 1 | 2021-03-18 12:57 | BAXTER\tdeboer | 100 | wVLV-602 | wFIT-1865 | 1EE09-1EE10 | {95316DE3-0B75-45CF-BF87-5E9735189D3C}
1739 | wMAIN-2750 | EE | 1977 MUNICIPAL SANITARY SEWER AND WATER SYSTEMS CONSTRUCTION | 1977 | Fairview Rd | Baymont by Wyndham | Linn Star Transfer | 275.3632 | DIP | 12 |  | 75 | 200 | 55072.6386 | 5507.2639 | 9086.9854 | 69666.8878 | 28 |  | Potable | 1 | 1 | 1 | 1 | 2021-03-18 12:58 | BAXTER\tdeboer | 100 | wFIT-1215 | wFIT-1217 | 1EE05-1EE08 | {42049C91-056A-4F56-ACE6-D3248713C075}
1740 | wMAIN-2751 | EE | 1977 MUNICIPAL SANITARY SEWER AND WATER SYSTEMS CONSTRUCTION | 1977 | Fairview Rd | None | None | 3.7305 | DIP | 6 |  | 75 | 140 | 522.2692 | 52.2269 | 86.1744 | 660.6706 | 28 | SERVICE LINE | Potable | 1 | 1 | 1 | 1 | 2021-03-18 12:57 | BAXTER\tdeboer | 100 | wFIT-1217 | wVLV-602 | 1EE08-1EE09 | {A1F55299-DDF9-4BE7-8B57-17C78D26705F}
1741 | wMAIN-2753 | FE | 1977 MUNICIPAL SANITARY SEWER AND WATER SYSTEMS CONSTRUCTION | 1977 | Fairview Rd | Baymont by Wyndham | Linn Star Transfer | 483.8718 | DIP | 12 |  | 75 | 200 | 96774.3678 | 9677.4368 | 15967.7707 | 122419.5752 | 28 |  | Potable | 1 | 1 | 1 | 1 | 2021-03-18 13:00 | BAXTER\tdeboer | 100 | wFIT-1577 | wVLV-963 | 1FE23-1EE01 | {4F6076E7-D20D-434B-9281-37000C96A882}
1742 | wMAIN-2754 | DE | 1977 MUNICIPAL SANITARY SEWER AND WATER SYSTEMS CONSTRUCTION | 1977 | State Hwy 371 | Linn Star Transfer | None | 3.1067 | DIP | 12 |  | 75 | 200 | 621.3446 | 62.1345 | 102.5219 | 786.0009 | 28 |  | Potable | 1 | 1 | 1 | 1 | 2011-11-08 15:17 | BAXTER\todd.deboer | 100 | FIT-1869 | V-782 | 1DE02-1DE03 | {0B6E7ADF-EF12-4747-ACBE-7680B0298EFA}
1743 | wMAIN-2755 | DE | 1977 MUNICIPAL SANITARY SEWER AND WATER SYSTEMS CONSTRUCTION | 1977 | State Hwy 371 | Linn Star Transfer | None | 97.9999 | DIP | 12 |  | 75 | 200 | 19599.9746 | 1959.9975 | 3233.9958 | 24793.9679 | 28 | PIPE ENCLOSED IN 24" DIA. STEEL CASING PIPE | Potable | 1 | 1 | 1 | 1 | 2011-11-08 15:17 | BAXTER\todd.deboer | 100 | FIT-21 | FIT-1869 | 1DE01-1DE02 | {E8A8D0A9-09DC-4EE5-9CF4-7A1348678ACE}
1744 | wMAIN-2756 | EE | MN 371 BYPASS CONSTRUCTION | 2000 | State Hwy 371 | Linn Star Transfer | None | 120.0002 | PVC | 12 |  | 75 | 200 | 24000.0372 | 2400.0037 | 3960.0061 | 30360.0471 | 51 | PIPE ENCLOSED IN 24" DIA. STEEL CASING PIPE | Potable | 1 | 1 | 1 | 1 | 2011-11-08 15:17 | BAXTER\todd.deboer |  | FIT-1868 | FIT-21 | 1EE11-1DE01 | {BE379292-60C5-4CA9-9B83-BF6E87FF630E}
1745 | wMAIN-2757 | EE | 1977 MUNICIPAL SANITARY SEWER AND WATER SYSTEMS CONSTRUCTION | 1977 | State Hwy 371 | Linn Star Transfer | None | 400.3502 | DIP | 12 |  | 75 | 200 | 80070.0369 | 8007.0037 | 13211.5561 | 101288.5967 | 28 |  | Potable | 1 | 1 | 1 | 1 | 2021-03-18 12:57 | BAXTER\tdeboer | 100 | wFIT-1217 | wFIT-1868 | 1EE08-1EE11 | {9E35B555-FAB6-4019-A669-D683DC184A16}
1746 | wMAIN-2758 | FE | 1977 MUNICIPAL SANITARY SEWER AND WATER SYSTEMS CONSTRUCTION | 1977 | Fairview Rd | Flintwood Dr | Baymont by Wyndham | 2.9998 | DIP | 6 |  | 75 | 140 | 419.9785 | 41.9979 | 69.2965 | 531.2729 | 28 |  | Potable | 1 | 1 | 1 | 1 | 2011-11-08 15:17 | BAXTER\todd.deboer | 100 | FIT-1576 | FIT-576 | 1FE21-1FE22 | {9408D8EA-ED86-41D6-9658-1A95B32478BA}
1747 | wMAIN-2761 | FE | 1977 MUNICIPAL SANITARY SEWER AND WATER SYSTEMS CONSTRUCTION | 1977 | Fairview Rd | Flintwood Dr | Baymont by Wyndham | 326.5647 | DIP | 12 |  | 75 | 200 | 65312.9382 | 6531.2938 | 10776.6348 | 82620.8668 | 28 |  | Potable | 1 | 1 | 1 | 1 | 2021-03-18 13:04 | BAXTER\tdeboer | 100 | wFIT-1220 | wFIT-1219 | 1FE15-1FE17 | {77A61CAE-2CC8-45DC-B385-60A4D2FB1755}
1748 | wMAIN-2763 | FE | 1977 MUNICIPAL SANITARY SEWER AND WATER SYSTEMS CONSTRUCTION | 1977 | Fairview Rd | Flintwood Dr | Baymont by Wyndham | 2.9385 | DIP | 12 |  | 75 | 200 | 587.6901 | 58.769 | 96.9689 | 743.428 | 28 |  | Potable | 1 | 1 | 1 | 1 | 2021-03-18 13:04 | BAXTER\tdeboer | 100 | wVLV-961 | wFIT-1220 | 1FE14-1FE15 | {08535376-D24E-4A17-A11B-634663BCAA00}
1749 | wMAIN-2764 | FE | 1977 MUNICIPAL SANITARY SEWER AND WATER SYSTEMS CONSTRUCTION | 1977 | Fairview Rd | Flintwood Dr | Baymont by Wyndham | 3.761 | DIP | 12 |  | 75 | 200 | 752.2 | 75.22 | 124.113 | 951.5329 | 28 |  | Potable | 1 | 1 | 1 | 1 | 2021-03-18 13:07 | BAXTER\tdeboer | 100 | wVLV-957 | wFIT-1578 | 1FF23-1FF24 | {0B47B69E-91E3-4160-863C-2B6FC5038FA8}
1750 | wMAIN-2765 | FE | 1977 MUNICIPAL SANITARY SEWER AND WATER SYSTEMS CONSTRUCTION | 1977 | Fairview Rd | Blustem Ct | Flintwood Dr | 21.6561 | DIP | 12 |  | 75 | 200 | 4331.2212 | 433.1221 | 714.6515 | 5478.9948 | 28 |  | Potable | 1 | 1 | 1 | 1 | 2021-03-18 13:07 | BAXTER\tdeboer | 100 | wVLV-956 | wFIT-1866 | 1FF25-1FF26 | {EC9C4857-8EE6-4B6D-85DB-5BAF7C053A55}
1751 | wMAIN-2766 | FE | 1977 MUNICIPAL SANITARY SEWER AND WATER SYSTEMS CONSTRUCTION | 1977 | Flintwood Dr | Excelsior Rd | Fairview Rd | 3.0174 | DIP | 10 |  | 75 | 180 | 543.1403 | 54.314 | 89.6181 | 687.0724 | 28 |  | Potable | 1 | 1 | 1 | 1 | 2021-03-18 13:07 | BAXTER\tdeboer | 100 | wFIT-1578 | wVLV-958 | 1FF24-1FE01 | {81C2B6E5-8CA2-4432-BFB9-B5FF774685ED}
1752 | wMAIN-2768 | FE | 1977 MUNICIPAL SANITARY SEWER AND WATER SYSTEMS CONSTRUCTION | 1977 | Flintwood Dr | Excelsior Rd | Fairview Rd | 65.4054 | DIP | 10 |  | 75 | 180 | 11772.9714 | 1177.2971 | 1942.5403 | 14892.8088 | 28 |  | Potable | 1 | 1 | 1 | 1 | 2021-03-18 13:07 | BAXTER\tdeboer | 100 | wVLV-958 | wFIT-1222 | 1FE01-1FE02 | {AE00E4CF-24E1-4C0E-9F33-A891CA1F8190}
1753 | wMAIN-2773 | FC | 1977 MUNICIPAL WATERMAIN CONSTRUCTION | 1977 | Forest Dr | Fox Pl | Excelsior Rd | 3.4719 | DIP | 8 |  | 75 | 160 | 555.4961 | 55.5496 | 91.6568 | 702.7025 | 28 |  | Potable | 1 | 1 | 1 | 1 | 2011-11-08 15:17 | BAXTER\todd.deboer | 100 | FIT-1231 | V-952 | 1FC01-1FC04 | {AF0D0D9B-4F09-4355-A638-68E0608ACAC4}
1754 | wMAIN-2774 | FD | 1977 MUNICIPAL WATERMAIN CONSTRUCTION | 1977 | Forest Dr | Fox Pl | Excelsior Rd | 263.5806 | DIP | 8 |  | 75 | 160 | 42172.8987 | 4217.2899 | 6958.5283 | 53348.7169 | 28 |  | Potable | 1 | 1 | 1 | 1 | 2011-11-08 15:17 | BAXTER\todd.deboer | 100 | V-940 | FIT-1230 | 1FD23-1FD24 | {37EAC47C-F58D-48D3-90CF-C58B8CF84FDC}
1755 | wMAIN-2775 | FC | FOREST DRIVE AND FOX DRIVE SANITARY SEWER IMPROVEMENTS | 2002 | Pine Grove Estates | Forest Dr | None | 2.2693 | PVC | 8 |  | 75 | 160 | 363.0848 | 36.3085 | 59.909 | 459.3022 | 53 |  | Potable | 1 | 1 | 1 | 1 | 2021-03-12 09:53 | BAXTER\tdeboer | 180 | wFIT-1224 | wVLV-951 | 1FC20-1FC21 | {67D0CB2F-6635-4145-AE3A-D04AC326B290}
1756 | wMAIN-2776 | FC | FOREST DRIVE AND FOX DRIVE SANITARY SEWER IMPROVEMENTS | 2002 | Pine Grove Estates | Forest Dr | None | 26.8069 | PVC | 8 |  | 75 | 160 | 4289.1075 | 428.9107 | 707.7027 | 5425.7209 | 53 | STUB EAST | Potable | 1 | 1 | 1 | 1 | 2021-03-12 09:53 | BAXTER\tdeboer | 180 | wVLV-951 | wFIT-2338 | 1FC21-1FC22 | {1CEDEDCE-4738-44CE-A194-F02A8B46B34C}
1757 | wMAIN-2777 | FD | 1977 MUNICIPAL WATERMAIN CONSTRUCTION | 1977 | Forest Dr | Fox Pl | Excelsior Rd | 137.3619 | DIP | 8 |  | 75 | 160 | 21977.9055 | 2197.7906 | 3626.3544 | 27802.0505 | 28 |  | Potable | 1 | 1 | 1 | 1 | 2011-11-08 15:17 | BAXTER\todd.deboer | 100 | FIT-1225 | FIT-1228 | 1FD17-1FD27 | {2707FFB6-76BA-430D-9DE0-E94EF919A996}
1758 | wMAIN-2780 | FC | 1977 MUNICIPAL WATERMAIN CONSTRUCTION | 1977 | Forest Dr | Fox Pl | Excelsior Rd | 316.0939 | DIP | 8 |  | 75 | 160 | 50575.0187 | 5057.5019 | 8344.8781 | 63977.3987 | 28 |  | Potable | 1 | 1 | 1 | 1 | 2011-11-08 15:17 | BAXTER\todd.deboer | 100 | FIT-1226 | FIT-1231 | 1FC17-1FC01 | {8200E47E-3E18-4688-B4D7-A63A0DC11CD7}
1759 | wMAIN-2781 | FC | 1977 MUNICIPAL WATERMAIN CONSTRUCTION | 1977 | Forest Dr | Fox Pl | Excelsior Rd | 307.652 | DIP | 8 |  | 75 | 160 | 49224.3139 | 4922.4314 | 8122.0118 | 62268.7571 | 28 |  | Potable | 1 | 1 | 1 | 1 | 2011-11-08 15:17 | BAXTER\todd.deboer | 100 | FIT-1230 | FIT-1226 | 1FD24-1FC17 | {51CC38E0-7FC4-4F4A-B401-6C327181E297}
1760 | wMAIN-2782 | FD | 1977 MUNICIPAL WATERMAIN CONSTRUCTION | 1977 | Forest Dr | Fox Pl | Excelsior Rd | 398.1591 | DIP | 8 |  | 75 | 160 | 63705.4523 | 6370.5452 | 10511.3996 | 80587.3972 | 28 |  | Potable | 1 | 1 | 1 | 1 | 2011-11-08 15:17 | BAXTER\todd.deboer | 100 | FIT-1229 | V-940 | 1FD20-1FD23 | {CC87465C-CA47-4E98-8DD3-70EADDDE0347}
1761 | wMAIN-2783 | FD | 1977 MUNICIPAL WATERMAIN CONSTRUCTION | 1977 | Forest Dr | Fox Pl | Excelsior Rd | 319.2078 | PVC | 8 |  | 75 | 160 | 51073.2547 | 5107.3255 | 8427.087 | 64607.6672 | 28 |  | Potable | 1 | 1 | 1 | 1 | 2011-11-08 15:17 | BAXTER\todd.deboer | 100 | FIT-1228 | FIT-1229 | 1FD27-1FD20 | {4A8C3A50-78E5-48AE-8A0D-B728FEB1B957}
1762 | wMAIN-2784 | FC | FOREST DRIVE AND FOX DRIVE SANITARY SEWER IMPROVEMENTS | 2002 | Forest Dr | None | None | 1.1552 | PVC | 8 |  | 75 | 160 | 184.8321 | 18.4832 | 30.4973 | 233.8126 | 53 |  | Potable | 1 | 1 | 1 | 1 | 2011-11-08 15:17 | BAXTER\todd.deboer | 180 | FIT-1226 | V-941 | 1FC17-1FC18 | {9822CF3D-2AB5-46D4-AE98-8B8AE9CAB259}
1763 | wMAIN-2785 | FD | FOREST DRIVE AND FOX DRIVE SANITARY SEWER IMPROVEMENTS | 2002 | Forest Dr | None | None | 85.1025 | PVC | 6 |  | 75 | 140 | 11914.3553 | 1191.4355 | 1965.8686 | 15071.6594 | 53 |  | Potable | 1 | 1 | 1 | 1 | 2011-11-08 15:17 | BAXTER\todd.deboer | 180 | V-939 | FIT-1227 | 1FD28-1FD29 | {6823FA9A-24CD-4452-9B1A-DEF56FB31B0D}
1764 | wMAIN-2788 | PI | SOUTHDALE TENTH ADDITION IMPROVEMENTS | 1993 | Brentwood Rd | Briarwood Ln | Brentwood Ln | 18.7684 | PVC | 6 |  | 75 | 140 | 2627.5703 | 262.757 | 433.5491 | 3323.8764 | 44 |  | Potable | 1 | 1 | 1 | 1 | 2011-11-08 15:17 | BAXTER\todd.deboer | 265 | FIT-1148 | V-543 | 1PI07-1PI10 | {BF2C3EB6-FA09-4BAD-9B91-8DD61EEABCE6}
1765 | wMAIN-2793 | OI | BAXTER PETITIONED PROJECTS | 1989 | Briarwood Ln | Brentwood Rd | Briarwood Ln | 53 | PVC | 6 |  | 75 | 140 | 7420.0018 | 742.0002 | 1224.3003 | 9386.3023 | 40 |  | Potable | 1 | 1 | 1 | 1 | 2011-11-08 15:17 | BAXTER\todd.deboer | 141 | FIT-1149 | FIT-1150 | 1OI10-1OI11 | {B66DCD4D-BF13-4D21-9BAF-4BB1D826053C}
1766 | wMAIN-2794 | NI | 1990 SOUTHDALE IMPROVEMENTS | 1991 | Norway Spruce Dr | Jordan Rd | Cedardale Ln | 5.0001 | PVC | 8 |  | 75 | 160 | 800.0153 | 80.0015 | 132.0025 | 1012.0193 | 42 |  | Potable | 1 | 1 | 1 | 1 | 2011-11-08 15:17 | BAXTER\todd.deboer | 265 | FIT-1151 | V-1043 | 1NI22-1NI23 | {2718630F-3EE1-4CFE-90F2-8F2C236A890E}
1767 | wMAIN-2798 | NJ | CEDARDALE SOUTH IMPROVEMENTS | 2000 | Jordan Rd | Second St | Northern Oak Dr | 4.3021 | PVC | 6 |  | 75 | 140 | 602.2958 | 60.2296 | 99.3788 | 761.9041 | 51 |  | Potable | 1 | 1 | 1 | 1 | 2011-11-08 15:17 | BAXTER\todd.deboer | 144 | FIT-1153 | V-1038 | 1NJ26-1NJ27 | {053DC2FB-D762-4156-854A-0885EC5D2887}
1768 | wMAIN-2800 | NI | 1990 SOUTHDALE IMPROVEMENTS | 1991 | Norway Spruce Dr | Jordan Rd | Cedardale Ln | 50.9988 | PVC | 8 |  | 75 | 160 | 8159.8157 | 815.9816 | 1346.3696 | 10322.1669 | 42 |  | Potable | 1 | 1 | 1 | 1 | 2011-11-08 15:17 | BAXTER\todd.deboer | 265 | V-1043 | FIT-1853 | 1NI23-1NI24 | {1E63F26E-A4A4-4B49-BA85-1F8DB16D6388}
1769 | wMAIN-2801 | MI | 1990 SOUTHDALE IMPROVEMENTS | 1991 | Second St | Jordan Rd | Cedardale Ln | 2.4997 | PVC | 8 |  | 75 | 160 | 399.9593 | 39.9959 | 65.9933 | 505.9485 | 42 |  | Potable | 1 | 1 | 1 | 1 | 2011-11-08 15:17 | BAXTER\todd.deboer | 265 | FIT-405 | V-1030 | 1MI02-1MI43 | {08393255-9F12-464B-B480-F6DF47A4301E}
1770 | wMAIN-2802 | MI | 1990 SOUTHDALE IMPROVEMENTS | 1991 | Ashdale Ln | Second St | First St | 3.0001 | PVC | 8 |  | 75 | 160 | 480.0086 | 48.0009 | 79.2014 | 607.2109 | 42 |  | Potable | 1 | 1 | 1 | 1 | 2011-11-08 15:17 | BAXTER\todd.deboer | 265 | V-583 | FIT-406 | 1MI41-1MI42 | {701C138D-AF6B-4C07-8251-0047EF80FBDA}
1771 | wMAIN-2803 | MH | 1990 SOUTHDALE IMPROVEMENTS | 1991 | Marohn Rd | Highland Senic Rd | None | 182.5288 | PVC | 8 |  | 75 | 160 | 29204.6069 | 2920.4607 | 4818.7601 | 36943.8277 | 42 |  | Potable | 1 | 1 | 1 | 1 | 2011-11-08 15:17 | BAXTER\todd.deboer | 265 | FIT-1674 | FIT-1659 | 1NH21-1MH07 | {FCF6205F-8540-4670-AE18-0BBFDAAAB729}
1772 | wMAIN-2804 | MH | 1990 SOUTHDALE IMPROVEMENTS | 1991 | Marohn Rd | Highland Senic Rd | None | 499.9999 | PVC | 8 |  | 75 | 160 | 79999.9887 | 7999.9989 | 13199.9981 | 101199.9857 | 42 |  | Potable | 1 | 1 | 1 | 1 | 2011-11-08 15:17 | BAXTER\todd.deboer | 265 | FIT-1675 | FIT-1674 | 1MH07-1MH10 | {C2F3FB4E-BAEE-4483-9217-08ABCBF8F792}
1773 | wMAIN-2805 | MH | 1990 SOUTHDALE IMPROVEMENTS | 1991 | Marohn Rd | Highland Senic Rd | None | 598.4997 | PVC | 8 |  | 75 | 160 | 95759.9515 | 9575.9951 | 15800.392 | 121136.3386 | 42 |  | Potable | 1 | 1 | 1 | 1 | 2011-11-08 15:17 | BAXTER\todd.deboer | 265 | FIT-1675 | FIT-1676 | 1MH10-1MH13 | {04E4E4C0-585E-426A-96C3-08F5A700902B}
1774 | wMAIN-2807 | MH | 1990 SOUTHDALE IMPROVEMENTS | 1991 | Marohn Rd | Highland Senic Rd | None | 5.0002 | PVC | 8 |  | 75 | 160 | 800.0264 | 80.0026 | 132.0044 | 1012.0334 | 42 |  | Potable | 1 | 1 | 1 | 1 | 2011-11-08 15:17 | BAXTER\todd.deboer | 265 | FIT-1676 | V-1028 | 1MH13-1MH16 | {F82D3A27-3EA1-4F1E-8D71-20C99B83CB83}
1775 | wMAIN-2810 | NH | 1990 SOUTHDALE IMPROVEMENTS | 1991 | Marohn Rd | Highland Senic Rd | None | 4.0001 | PVC | 8 |  | 75 | 160 | 640.0192 | 64.0019 | 105.6032 | 809.6244 | 42 | STUB WEST | Potable | 1 | 1 | 1 | 1 | 2011-11-08 15:17 | BAXTER\todd.deboer | 265 | FIT-1659 | FIT-635 | 1NH21-1NH22 | {22339141-CA27-4248-A259-C607840CC197}
1776 | wMAIN-2814 | NH | 1981 UTILITY IMPROVEMENTS | 1981 | Fairview Rd | Memorywood Dr | Maplewood Dr | 0.85483 | PVC | 12 |  | 75 | 200 | 170.9661 | 17.0966 | 28.2094 | 216.2721 | 32 |  | Potable | 1 | 1 | 1 | 1 | 2021-03-08 12:51 | BAXTER\tdeboer | 102 | wFIT-1190 | wVLV-1024 | 1NH01-1NH06 | {50C77582-797C-4C8B-A0C5-C05A1C640506}
1777 | wMAIN-2815 | KG | 1981 UTILITY IMPROVEMENTS | 1981 | Fairview Rd | Laverne Cirle and Fairview Road Houses | Kenwood Dr | 695.2423 | PVC | 12 |  | 75 | 200 | 139048.4669 | 13904.8467 | 22942.997 | 175896.3106 | 32 |  | Potable | 1 | 1 | 1 | 1 | 2011-11-08 15:17 | BAXTER\todd.deboer | 102 | V-980 | FIT-1200 | 1KG06-1KG07 | {FFF81D73-513D-4848-9CEB-58D0CFBF0BE1}
1778 | wMAIN-2816 | JG | 1981 UTILITY IMPROVEMENTS | 1981 | Fairview Rd | Knollwood Dr | Lord of Life Lutheran Church | 35.7219 | PVC | 12 |  | 75 | 200 | 7144.389 | 714.4389 | 1178.8242 | 9037.6521 | 32 |  | Potable | 1 | 1 | 1 | 1 | 2011-11-08 15:17 | BAXTER\todd.deboer | 102 | V-1022 | FIT-1163 | 1JG02-1JG36 | {E5D5384A-2D43-47BA-AA96-7374A4DAA0B2}
1779 | wMAIN-2819 | JG | 1979 WATER IMPROVEMENTS | 1979 | Fairview Rd | Knollwood Dr | Lord of Life Lutheran Church | 3 | PVC | 12 |  | 75 | 200 | 600.0069 | 60.0007 | 99.0011 | 759.0087 | 30 |  | Potable | 1 | 1 | 1 | 1 | 2011-11-08 15:17 | BAXTER\todd.deboer | 101 | FIT-1249 | V-1022 | 1JG01-1JG02 | {C11C716D-9BFB-4831-A711-D598E918911F}
1780 | wMAIN-2824 | MI | 1981 UTILITY IMPROVEMENTS | 1981 | First St | Cedardale Ln | Birchdale Ln | 2 | PVC | 6 |  | 75 | 140 | 280.0049 | 28.0005 | 46.2008 | 354.2062 | 32 |  | Potable | 1 | 1 | 1 | 1 | 2011-11-08 15:17 | BAXTER\todd.deboer | 102 | V-1014 | FIT-1171 | 1MI26-1MI34 | {D42C73AA-C15D-46F0-A956-678C7B384AE3}
1781 | wMAIN-2825 | MI | 1981 UTILITY IMPROVEMENTS | 1981 | Birchdale Ln | Second St | First St | 2.0001 | PVC | 6 |  | 75 | 140 | 280.0147 | 28.0015 | 46.2024 | 354.2187 | 32 |  | Potable | 1 | 1 | 1 | 1 | 2011-11-08 15:17 | BAXTER\todd.deboer | 102 | V-1013 | FIT-1176 | 1MI25-1MI24 | {530D666D-79EC-4D89-AEB4-ABEE2ECF2771}
1782 | wMAIN-2833 | MI | 1981 UTILITY IMPROVEMENTS | 1981 | Second St | Jordan Rd | Cedardale Ln | 2.5 | PVC | 6 |  | 75 | 140 | 350.0064 | 35.0006 | 57.7511 | 442.7581 | 32 |  | Potable | 1 | 1 | 1 | 1 | 2011-11-08 15:17 | BAXTER\todd.deboer | 102 | FIT-1958 | FIT-405 | 1MI01-1MI02 | {91142713-8429-4040-90F1-8A790CEC0E46}
1783 | wMAIN-2834 | MI | 1981 UTILITY IMPROVEMENTS | 1981 | Second St | Cedardale Ln | Birchdale Ln | 3.0001 | PVC | 6 |  | 75 | 140 | 420.0073 | 42.0007 | 69.3012 | 531.3092 | 32 |  | Potable | 1 | 1 | 1 | 1 | 2011-11-08 15:17 | BAXTER\todd.deboer | 102 | FIT-1958 | V-1008 | 1MI01-1MI03 | {7E80C368-5F08-4E35-81B7-66CC255D44E1}
1784 | wMAIN-2836 | MI | 1981 UTILITY IMPROVEMENTS | 1981 | Birchdale Ln | Second St | First St | 590.9999 | PVC | 6 |  | 75 | 140 | 82739.9803 | 8273.998 | 13652.0967 | 104666.075 | 32 |  | Potable | 1 | 1 | 1 | 1 | 2011-11-08 15:17 | BAXTER\todd.deboer | 102 | FIT-1175 | FIT-1172 | 1MI06-1MI09 | {D33C4BE8-E485-4C10-9002-4349B3F31392}
1785 | wMAIN-2838 | MI | 1981 UTILITY IMPROVEMENTS | 1981 | Birchdale Ln | Second St | First St | 16.0003 | PVC | 6 |  | 75 | 140 | 2240.0398 | 224.004 | 369.6066 | 2833.6504 | 32 |  | Potable | 1 | 1 | 1 | 1 | 2011-11-08 15:17 | BAXTER\todd.deboer | 102 | V-1005 | FIT-1175 | 1MI05-1MI06 | {14309BF5-DB25-4F3F-8719-50FBBDD4407E}
1786 | wMAIN-2840 | MI | 1981 UTILITY IMPROVEMENTS | 1981 | Second St | Cedardale Ln | Birchdale Ln | 417 | PVC | 6 |  | 75 | 140 | 58380.0068 | 5838.0007 | 9632.7011 | 73850.7086 | 32 |  | Potable | 1 | 1 | 1 | 1 | 2011-11-08 15:17 | BAXTER\todd.deboer | 102 | V-1008 | FIT-1959 | 1MI03-1MI04 | {B0B28BE6-D009-4163-8C89-8A65E7AFB133}
1787 | wMAIN-2841 | MI | 1981 UTILITY IMPROVEMENTS | 1981 | Birchdale Ln | Second St | First St | 3.0001 | PVC | 6 |  | 75 | 140 | 420.0076 | 42.0008 | 69.3013 | 531.3097 | 32 |  | Potable | 1 | 1 | 1 | 1 | 2011-11-08 15:17 | BAXTER\todd.deboer | 102 | FIT-1959 | V-1005 | 1MI04-1MI05 | {9953DA7A-018B-4663-A1FE-38848207011E}
1788 | wMAIN-2842 | MI | 1981 UTILITY IMPROVEMENTS | 1981 | First St | Birchdale Ln | Ashdale Ln | 468.7601 | PVC | 6 |  | 75 | 140 | 65626.4181 | 6562.6418 | 10828.359 | 83017.4189 | 32 |  | Potable | 1 | 1 | 1 | 1 | 2011-11-08 15:17 | BAXTER\todd.deboer | 102 | V-1004 | FIT-1176 | 1MI23-1MI24 | {307ED7A2-2CAC-4B95-8C0C-ED2127B2C1BD}
1789 | wMAIN-2845 | MI | 1981 UTILITY IMPROVEMENTS | 1981 | First St | Birchdale Ln | Ashdale Ln | 2.9998 | PVC | 6 |  | 75 | 140 | 419.9751 | 41.9975 | 69.2959 | 531.2685 | 32 |  | Potable | 1 | 1 | 1 | 1 | 2011-11-08 15:17 | BAXTER\todd.deboer | 102 | FIT-1660 | V-1004 | 1MI22-1MI23 | {FC899C2F-A829-481B-8CF6-26C18EC3E951}
1790 | wMAIN-2846 | MI | 1981 UTILITY IMPROVEMENTS | 1981 | Second St | Birchdale Ln | Ashdale Ln | 445.9999 | PVC | 6 |  | 75 | 140 | 62439.9815 | 6243.9982 | 10302.597 | 78986.5767 | 32 |  | Potable | 1 | 1 | 1 | 1 | 2011-11-08 15:17 | BAXTER\todd.deboer | 102 | FIT-1959 | FIT-1178 | 1MI04-1MI12 | {313941FE-2327-4421-8355-179F934A9B72}
1791 | wMAIN-2848 | MI | 1981 UTILITY IMPROVEMENTS | 1981 | Second St | Birchdale Ln | Ashdale Ln | 17.0002 | PVC | 6 |  | 75 | 140 | 2380.0287 | 238.0029 | 392.7047 | 3010.7363 | 32 |  | Potable | 1 | 1 | 1 | 1 | 2011-11-08 15:17 | BAXTER\todd.deboer | 102 | FIT-1178 | V-579 | 1MI12-1MI15 | {6A0B74BF-07BE-45CF-9E44-510DB0D2A332}
1792 | wMAIN-2849 | MI | 1981 UTILITY IMPROVEMENTS | 1981 | Second St | Birchdale Ln | Ashdale Ln | 2.9998 | PVC | 6 |  | 75 | 140 | 419.9653 | 41.9965 | 69.2943 | 531.2561 | 32 |  | Potable | 1 | 1 | 1 | 1 | 2011-11-08 15:17 | BAXTER\todd.deboer | 102 | FIT-1960 | V-1002 | 1MI16-1MI18 | {B95D476D-ABCE-40D5-97F0-251E5339F631}
1793 | wMAIN-2850 | MI | 1981 UTILITY IMPROVEMENTS | 1981 | Second St | Birchdale Ln | Ashdale Ln | 2.9998 | PVC | 6 |  | 75 | 140 | 419.9656 | 41.9966 | 69.2943 | 531.2564 | 32 |  | Potable | 1 | 1 | 1 | 1 | 2011-11-08 15:17 | BAXTER\todd.deboer | 102 | V-579 | FIT-1960 | 1MI15-1MI16 | {EC3C0B65-76A3-4F7A-8F8F-D5FB73B9D8F9}
1794 | wMAIN-2851 | MI | 1981 UTILITY IMPROVEMENTS | 1981 | Second St | Birchdale Ln | Ashdale Ln | 3.0001 | PVC | 6 |  | 75 | 140 | 420.0073 | 42.0007 | 69.3012 | 531.3092 | 32 | STUB NORTH | Potable | 1 | 1 | 1 | 1 | 2011-11-08 15:17 | BAXTER\todd.deboer | 102 | FIT-1960 | FIT-573 | 1MI16-1MI17 | {11B893F7-6498-4AB6-8DE9-598B35F67ABA}
1795 | wMAIN-2860 | LG | MAPLEWOOD DRIVE WATERMAIN EXTENSION | 1981 | Maplewood Dr | Art Ward Dr | Fairview Rd | 386.1972 | PVC | 8 |  | 75 | 160 | 61791.5458 | 6179.1546 | 10195.6051 | 78166.3055 | 32 |  | Potable | 1 | 1 | 1 | 1 | 2011-11-08 15:17 | BAXTER\todd.deboer | 235 | FIT-1111 | FIT-1606 | 1LG13-1LG16 | {64C4D7D8-C6D1-40BA-A45E-5DD052E2F577}
1796 | wMAIN-2865 | FD | EXCELSIOR PLACE PHASE 1 | 2001 | Firewood Dr | White Oak Estates | Excelsior Rd | 271.0426 | PVC | 8 |  | 75 | 160 | 43366.8135 | 4336.6813 | 7155.5242 | 54859.019 | 52 |  | Potable | 1 | 1 | 1 | 1 | 2011-11-08 15:17 | BAXTER\todd.deboer | 170 | V-1100 | FIT-1114 | 1FD34-1FD35 | {15BAE1E5-4FF2-4BD2-AC60-D5D1FB273E9A}
1797 | wMAIN-2866 | FD | EXCELSIOR PLACE PHASE 1 | 2001 | Firewood Dr | White Oak Estates | Excelsior Rd | 2.6578 | PVC | 8 |  | 75 | 160 | 425.2481 | 42.5248 | 70.1659 | 537.9389 | 52 |  | Potable | 1 | 1 | 1 | 1 | 2011-11-08 15:17 | BAXTER\todd.deboer | 170 | FIT-1115 | V-1100 | 1FD33-1FD34 | {DF73BA9C-11DD-4233-8178-DD086EC3F158}
1798 | wMAIN-2869 | AC | 2003 CONSERVATION DRIVE IMPROVEMENTS | 2004 | Conservation Dr | Northland Arboretum | Excelsior Rd | 5.8984 | PVC | 8 |  | 75 | 160 | 943.7505 | 94.375 | 155.7188 | 1193.8443 | 55 | STUB NORTHEAST | Potable | 1 | 1 | 1 | 1 | 2011-11-08 15:17 | BAXTER\todd.deboer | 222 | FIT-1117 | FIT-567 | 1AC04-1AC07 | {D9079685-EBCB-431F-B551-3F09812C65E9}
1799 | wMAIN-2874 | KG | 1981 UTILITY IMPROVEMENTS | 1981 | Fairview Rd | Laverne Cirle and Fairview Road Houses | Kenwood Dr | 137.9938 | PVC | 12 |  | 75 | 200 | 27598.7617 | 2759.8762 | 4553.7957 | 34912.4336 | 32 |  | Potable | 1 | 1 | 1 | 1 | 2011-11-08 15:17 | BAXTER\todd.deboer | 102 | FIT-1200 | FIT-1119 | 1KG07-1KG16 | {C4137C0B-76EA-480A-A899-8899BE4F5F47}
1800 | wMAIN-2875 | JF | PAIGE AND BLAIR SECOND ADDITION | 2002 | Fairfax Rd | Kenwood Dr | Knollwood Dr | 18.0441 | PVC | 6 |  | 75 | 140 | 2526.1681 | 252.6168 | 416.8177 | 3195.6027 | 53 | C900 | Potable | 1 | 1 | 1 | 1 | 2011-11-08 15:17 | BAXTER\todd.deboer | 256 | FIT-1132 | V-1072 | 1JF15-1JF16 | {C516C111-2DE7-4DE4-8A7F-E6B1F6D9EA66}
1801 | wMAIN-2876 | JF | PAIGE AND BLAIR FIRST ADDITION | 2000 | Knollwood Dr | Fairmont Ct | Fairfax Ct | 10.0001 | PVC | 8 |  | 75 | 160 | 1600.0118 | 160.0012 | 264.002 | 2024.015 | 51 |  | Potable | 1 | 1 | 1 | 1 | 2011-11-08 15:17 | BAXTER\todd.deboer | 255 | FIT-1126 | V-1092 | 1JF08-1JF11 | {12089DD7-1379-4430-BBB3-4A81AE422A69}
1802 | wMAIN-2877 | IF | PAIGE AND BLAIR SECOND ADDITION | 2002 | Lakewood Evangelical Church | None | None | 2.9999 | PVC | 8 |  | 75 | 160 | 479.9843 | 47.9984 | 79.1974 | 607.1801 | 53 | C900 | Potable | 1 | 1 | 1 | 1 | 2011-11-08 15:17 | BAXTER\todd.deboer | 256 | FIT-403 | FIT-1849 | 1IF40-1IF38 | {CC169DED-5100-4F20-B3C4-A28D04F3CC05}
1803 | wMAIN-2878 | JF | 2003 KNOLLWOOD DRIVE EXTENSION (NORTH OF T.H. 210) | 2004 | Fountain Rd | Knollwood Dr | None | 4.085 | PVC | 8 |  | 75 | 160 | 653.6038 | 65.3604 | 107.8446 | 826.8089 | 55 |  | Potable | 1 | 1 | 1 | 1 | 2011-11-08 15:17 | BAXTER\todd.deboer | 222 | FIT-1955 | V-1082 | 1JF32-1JF33 | {0F975613-A847-4D1E-8AE8-598CD398427C}
1804 | wMAIN-2881 | JF | 2003 KNOLLWOOD DRIVE NORTH ADDITION IMPROVEMENTS | 2004 | Fountain Rd | Kenwood Dr | None | 31.0001 | PVC | 8 |  | 75 | 160 | 4960.0196 | 496.002 | 818.4032 | 6274.4248 | 55 |  | Potable | 1 | 1 | 1 | 1 | 2011-11-08 15:17 | BAXTER\todd.deboer | 225 | V-1088 | FIT-1121 | 1JF42-1JF43 | {5E290856-2D8B-403B-9129-DFDA780391F9}
1805 | wMAIN-2886 | JF | 2003 KNOLLWOOD DRIVE NORTH ADDITION IMPROVEMENTS | 2004 | Fountain Rd | Knollwood Dr | None | 57.1583 | PVC | 8 |  | 75 | 160 | 9145.3278 | 914.5328 | 1508.9791 | 11568.8397 | 55 |  | Potable | 1 | 1 | 1 | 1 | 2011-11-08 15:17 | BAXTER\todd.deboer | 225 | V-1083 | FIT-1123 | 1JF35-1JF36 | {46F7F3C6-9B7F-4443-88F4-B0A8F04D1010}
1806 | wMAIN-2887 | JF | 2003 KNOLLWOOD DRIVE EXTENSION (NORTH OF T.H. 210) | 2004 | Fountain Rd | Knollwood Dr | None | 11.5548 | PVC | 8 |  | 75 | 160 | 1848.7724 | 184.8772 | 305.0475 | 2338.6971 | 55 | STUB EAST | Potable | 1 | 1 | 1 | 1 | 2011-11-08 15:17 | BAXTER\todd.deboer | 222 | V-1082 | FIT-569 | 1JF33-1JF34 | {9546CE17-C4F1-4AF9-9C62-A86BED7D36B2}
1807 | wMAIN-2888 | JF | 2003 KNOLLWOOD DRIVE EXTENSION (NORTH OF T.H. 210) | 2004 | Fountain Rd | Knollwood Dr | None | 10.098 | PVC | 8 |  | 75 | 160 | 1615.6798 | 161.568 | 266.5872 | 2043.835 | 55 |  | Potable | 1 | 1 | 1 | 1 | 2011-11-08 15:17 | BAXTER\todd.deboer | 222 | FIT-1955 | V-1083 | 1JF32-1JF35 | {C1A71558-4996-4FEB-B9CA-B3166C74D9CC}
1808 | wMAIN-2889 | JF | 2003 KNOLLWOOD DRIVE EXTENSION (NORTH OF T.H. 210) | 2004 | Knollwood Dr | Fountain Rd | Fairview Rd | 5.2686 | PVC | 8 |  | 75 | 160 | 842.9681 | 84.2968 | 139.0897 | 1066.3546 | 55 |  | Potable | 1 | 1 | 1 | 1 | 2011-11-08 15:17 | BAXTER\todd.deboer | 222 | FIT-1124 | V-1081 | 1JF29-1JF30 | {4C7554A7-6C38-468C-9325-242759E2B6ED}
1809 | wMAIN-2890 | JF | 2003 KNOLLWOOD DRIVE EXTENSION (NORTH OF T.H. 210) | 2004 | Knollwood Dr | Fountain Rd | Fairview Rd | 45.2584 | PVC | 8 |  | 75 | 160 | 7241.3401 | 724.134 | 1194.8211 | 9160.2953 | 55 | STUB SOUTHWEST | Potable | 1 | 1 | 1 | 1 | 2011-11-08 15:17 | BAXTER\todd.deboer | 222 | V-1081 | FIT-570 | 1JF30-1JF31 | {894B66E2-2325-4253-AAFD-F06137FCDFDC}
1810 | wMAIN-2891 | JF | 2003 KNOLLWOOD DRIVE EXTENSION (NORTH OF T.H. 210) | 2004 | Knollwood Dr | Fairfax Ct | Fountain Rd | 291.1147 | PVC | 8 |  | 75 | 160 | 46578.3502 | 4657.835 | 7685.4278 | 58921.613 | 55 | CONNECTED TO EXISTING | Potable | 1 | 1 | 1 | 1 | 2011-11-08 15:17 | BAXTER\todd.deboer | 222 | FIT-1955 | FIT-1846 | 1JF32-1JF26 | {1CBFBBCE-CBE1-41F6-9AB5-3F4C2ADF9FAC}
1811 | wMAIN-2892 | JF | PAIGE AND BLAIR SECOND ADDITION | 2002 | Knollwood Dr | Fairfax Ct | Fountain Rd | 25 | PVC | 8 |  | 75 | 160 | 4000.0029 | 400.0003 | 660.0005 | 5060.0037 | 53 | C900 | Potable | 1 | 1 | 1 | 1 | 2011-11-08 15:17 | BAXTER\todd.deboer | 256 | V-1069 | FIT-1846 | 1JF25-1JF26 | {88C6D97B-C0F9-438B-8A7B-C185BE58FBD8}
1812 | wMAIN-2893 | JF | S.P. NO. 1805-58 (T.H. 210) | 1998 | Knollwood Dr | Fountain Rd | Fairview Rd | 2.5644 | PVC | 10 |  | 75 | 180 | 461.6002 | 46.16 | 76.164 | 583.9243 | 49 |  | Potable | 1 | 1 | 1 | 1 | 2011-11-08 15:17 | BAXTER\todd.deboer | 268 | FIT-1162 | FIT-402 | 1JF01-1JF27 | {519F6A3C-53C0-4E24-8F0A-EC7F80A651CA}
1813 | wMAIN-2894 | JG | S.P. NO. 1805-58 (T.H. 210) | 1998 | Knollwood Dr | Fountain Rd | Fairview Rd | 100.6809 | PVC | 10 |  | 75 | 180 | 18122.5706 | 1812.2571 | 2990.2242 | 22925.0518 | 49 |  | Potable | 1 | 1 | 1 | 1 | 2011-11-08 15:17 | BAXTER\todd.deboer | 268 | V-1021 | FIT-1162 | 1JG38-1JF01 | {3EB2BB17-780B-4056-96B9-A22298A866FB}
1814 | wMAIN-2897 | JG | S.P. NO. 1805-58 (T.H. 210) | 1998 | Knollwood Dr | Fountain Rd | Fairview Rd | 2.4999 | PVC | 10 |  | 75 | 180 | 449.9781 | 44.9978 | 74.2464 | 569.2224 | 49 |  | Potable | 1 | 1 | 1 | 1 | 2011-11-08 15:17 | BAXTER\todd.deboer | 268 | FIT-404 | V-1021 | 1JG37-1JG38 | {00C823E0-990C-47F1-9B89-FCD46476F6BA}
1815 | wMAIN-2898 | JG | S.P. NO. 1805-58 (T.H. 210) | 1998 | Knollwood Dr | Fountain Rd | Fairview Rd | 2.5002 | PVC | 12 |  | 75 | 200 | 500.0315 | 50.0031 | 82.5052 | 632.5398 | 49 |  | Potable | 1 | 1 | 1 | 1 | 2011-11-08 15:17 | BAXTER\todd.deboer | 268 | FIT-1163 | FIT-404 | 1JG36-1JG37 | {F939A686-77D9-492E-A920-1D50411B099A}
1816 | wMAIN-2899 | JF | 2003 KNOLLWOOD DRIVE EXTENSION (NORTH OF T.H. 210) | 2004 | Knollwood Dr | Fountain Rd | Fairview Rd | 2.5648 | PVC | 8 |  | 75 | 160 | 410.3736 | 41.0374 | 67.7117 | 519.1227 | 55 |  | Potable | 1 | 1 | 1 | 1 | 2011-11-08 15:17 | BAXTER\todd.deboer | 222 | FIT-402 | V-1084 | 1JF27-1JF28 | {6A01CE0C-F959-4644-ACD8-91CECB068F49}
1817 | wMAIN-2900 | JF | PAIGE AND BLAIR FIRST ADDITION | 2000 | Knollwood Dr | Fairmont Ct | Fairfax Ct | 3 | PVC | 6 |  | 75 | 140 | 419.9966 | 41.9997 | 69.2994 | 531.2958 | 51 |  | Potable | 1 | 1 | 1 | 1 | 2011-11-08 15:17 | BAXTER\todd.deboer | 255 | FIT-1131 | V-1079 | 1JF04-1JF05 | {2985E3B5-E2A2-497E-8C8D-66C0BFE9246E}
1818 | wMAIN-2901 | JF | PAIGE AND BLAIR FIRST ADDITION | 2000 | Knollwood Dr | Fairmont Ct | Fairfax Ct | 4.9999 | PVC | 8 |  | 75 | 160 | 799.99 | 79.999 | 131.9984 | 1011.9874 | 51 |  | Potable | 1 | 1 | 1 | 1 | 2011-11-08 15:17 | BAXTER\todd.deboer | 255 | V-1092 | FIT-1847 | 1JF11-1JF12 | {BAF4C49C-8E11-4608-A71C-E826D9CFF76E}
1819 | wMAIN-2902 | JF | PAIGE AND BLAIR FIRST ADDITION | 2000 | Knollwood Dr | Fairmont Ct | Fairfax Ct | 233.9005 | PVC | 8 |  | 75 | 160 | 37424.0736 | 3742.4074 | 6174.9721 | 47341.4531 | 51 |  | Potable | 1 | 1 | 1 | 1 | 2011-11-08 15:17 | BAXTER\todd.deboer | 255 | FIT-1131 | FIT-1126 | 1JF04-1JF08 | {F7AC7FB0-CB2D-4A16-A27B-A2E6CD3B417E}
1820 | wMAIN-2912 | JE | 1999 PAIGE AND BLAIR IMPROVEMENTS | 1999 | Knollwood Dr | Edmonton Rd | Fairmont Ct | 10.1493 | PVC | 8 |  | 75 | 160 | 1623.8884 | 162.3888 | 267.9416 | 2054.2189 | 50 |  | Potable | 1 | 1 | 1 | 1 | 2011-11-08 15:17 | BAXTER\todd.deboer | 254 | FIT-1127 | FIT-1848 | 1JE18-1JE21 | {00A9CD5B-3C8D-49F0-AACE-E31182BAF8A3}
1821 | wMAIN-2913 | JF | PAIGE AND BLAIR SECOND ADDITION | 2002 | Fairfax Rd | Kenwood Dr | Knollwood Dr | 13.6528 | PVC | 6 |  | 75 | 140 | 1911.399 | 191.1399 | 315.3808 | 2417.9197 | 53 | C900 | Potable | 1 | 1 | 1 | 1 | 2011-11-08 15:17 | BAXTER\todd.deboer | 256 | V-1072 | HYD-474 | 1JF16-1JF17 | {9AEA1D74-2455-4EBF-808B-B3ADA853608F}
1822 | wMAIN-2916 | JF | PAIGE AND BLAIR SECOND ADDITION | 2002 | Fairfax Rd | Kenwood Dr | Knollwood Dr | 3.3698 | PVC | 6 |  | 75 | 140 | 471.7667 | 47.1767 | 77.8415 | 596.7849 | 53 | C900 | Potable | 1 | 1 | 1 | 1 | 2011-11-08 15:17 | BAXTER\todd.deboer | 256 | FIT-1956 | V-1067 | 1JF13-1JF14 | {A2869106-0C2E-46C7-BD74-3F7A071F9626}
1823 | wMAIN-2917 | JF | PAIGE AND BLAIR SECOND ADDITION | 2002 | Knollwood Dr | Fairfax Ct | Fountain Rd | 3.6075 | PVC | 8 |  | 75 | 160 | 577.201 | 57.7201 | 95.2382 | 730.1592 | 53 | C900 | Potable | 1 | 1 | 1 | 1 | 2011-11-08 15:17 | BAXTER\todd.deboer | 256 | FIT-1956 | V-1069 | 1JF13-1JF25 | {AAF97461-1D71-4FCE-9440-4F8D34BAD5AA}
1824 | wMAIN-2918 | JF | PAIGE AND BLAIR SECOND ADDITION | 2002 | Fairfax Ct | Fairfax Rd | Lakewood Evangelical Church | 3.5006 | PVC | 6 |  | 75 | 140 | 490.0828 | 49.0083 | 80.8637 | 619.9547 | 53 | C900 | Potable | 1 | 1 | 1 | 1 | 2011-11-08 15:17 | BAXTER\todd.deboer | 256 | FIT-1956 | V-1068 | 1JF13-1JF21 | {1C059B53-AA50-421F-9A8F-B8A962943DE5}
1825 | wMAIN-2919 | LJ | 1997 WEDGEWOOD IMPROVEMENTS | 1997 | Parkwood Dr | Highland Senic Rd | Wedgewood Rd | 3.4999 | PVC | 8 |  | 75 | 160 | 559.988 | 55.9988 | 92.398 | 708.3848 | 48 |  | Potable | 1 | 1 | 1 | 1 | 2012-05-11 12:14 | BAXTER\todd.deboer | 105 | wVLV-1060 | wFIT-1137 | 1LJ12-1LJ13 | {665D5324-EF10-42B4-B6BE-3B16DE00248D}
1826 | wMAIN-2920 | LJ | 1997 WEDGEWOOD IMPROVEMENTS | 1997 | Parkwood Dr | Wedgewood Rd | Wedgewood Rd | 13.0067 | PVC | 8 |  | 75 | 160 | 2081.0685 | 208.1068 | 343.3763 | 2632.5516 | 48 |  | Potable | 1 | 1 | 1 | 1 | 2012-05-11 12:14 | BAXTER\todd.deboer | 105 | wFIT-1137 | wFIT-1138 | 1LJ13-1LJ18 | {666B7187-2312-40B5-BB78-8B2ECF41247E}
1827 | wMAIN-2921 | KI | 1997 WEDGEWOOD IMPROVEMENTS | 1999 | Parkwood Ct | Parkwood Dr | None | 27.7263 | PVC | 8 |  | 75 | 160 | 4436.208 | 443.6208 | 731.9743 | 5611.8031 | 50 |  | Potable | 1 | 1 | 1 | 1 | 2011-11-08 15:17 | BAXTER\todd.deboer | 288 | FIT-1141 | FIT-1852 | 1KI22-1KI25 | {7ED3BCC5-62B5-46E3-B95B-3ED8026FD215}
1828 | wMAIN-2924 | KI | 1997 WEDGEWOOD IMPROVEMENTS | 1997 | Parkwood Dr | Wedgewood Rd | Parkwood Ct | 2.9999 | PVC | 8 |  | 75 | 160 | 479.9806 | 47.9981 | 79.1968 | 607.1755 | 48 |  | Potable | 1 | 1 | 1 | 1 | 2012-05-11 12:17 | BAXTER\todd.deboer | 288 | wVLV-1053 | wFIT-1144 | 1KI19-1KI20 | {D692B851-CDAB-411B-97FD-2551DADD3D5E}
1829 | wMAIN-2925 | KJ | 1997 WEDGEWOOD IMPROVEMENTS | 1997 | Parkwood Dr | Wedgewood Rd | Wedgewood Rd | 4 | PVC | 8 |  | 75 | 160 | 640.0005 | 64.0001 | 105.6001 | 809.6006 | 48 |  | Potable | 1 | 1 | 1 | 1 | 2012-05-11 12:15 | BAXTER\todd.deboer | 288 | wVLV-1057 | wFIT-1143 | 1KJ23-1KJ24 | {D61911FC-30A3-459A-BEDF-DBA959486F6A}
1830 | wMAIN-2928 | KI | 1998 WEDGEWOOD IMPROVEMENTS | 1999 | Parkwood Ct | Parkwood Dr | None | 5.9998 | PVC | 8 |  | 75 | 160 | 959.9697 | 95.997 | 158.395 | 1214.3616 | 50 | STUB SOUTH | Potable | 1 | 1 | 1 | 1 | 2011-11-08 15:17 | BAXTER\todd.deboer | 288 | FIT-1134 | FIT-571 | 1KI29-1KI32 | {20D4DED5-B6FE-44F9-B2F7-D29D36B6FA97}
1831 | wMAIN-2929 | KI | 1997 WEDGEWOOD IMPROVEMENTS | 1997 | Parkwood Ct | Parkwood Dr | None | 45.7007 | PVC | 8 |  | 75 | 160 | 7312.112 | 731.2112 | 1206.4985 | 9249.8217 | 48 |  | Potable | 1 | 1 | 1 | 1 | 2012-05-11 12:17 | BAXTER\todd.deboer | 288 | wVLV-1054 | wFIT-1141 | 1KI21-1KI22 | {8B30E1EA-3C55-436B-BBD8-0D19B28F84A3}
1832 | wMAIN-2930 | KI | 1997 WEDGEWOOD IMPROVEMENTS | 1997 | Parkwood Ct | Parkwood Dr | None | 3 | PVC | 8 |  | 75 | 160 | 480 | 48 | 79.2 | 607.2 | 48 |  | Potable | 1 | 1 | 1 | 1 | 2012-05-11 12:17 | BAXTER\todd.deboer | 288 | wFIT-1144 | wVLV-1054 | 1KI20-1KI21 | {C1D2118D-01C8-47AA-B20E-8CA19556772B}
1833 | wMAIN-2931 | KJ | 1998 WEDGEWOOD IMPROVEMENTS | 1999 | Wedgewood Rd | Parkwood Dr | None | 6.0003 | PVC | 8 |  | 75 | 160 | 960.046 | 96.0046 | 158.4076 | 1214.4582 | 50 |  | Potable | 1 | 1 | 1 | 1 | 2011-11-08 15:17 | BAXTER\todd.deboer | 288 | FIT-1135 | V-1065 | 1KJ30-1KJ33 | {CED8209A-F330-4166-A9DD-4B184D5736C9}
1834 | wMAIN-2932 | LJ | 1997 WEDGEWOOD IMPROVEMENTS | 1997 | Wedgewood Rd | Parkwood Dr | None | 186.5057 | PVC | 8 |  | 75 | 160 | 29840.9133 | 2984.0913 | 4923.7507 | 37748.7553 | 48 |  | Potable | 1 | 1 | 1 | 1 | 2012-05-11 12:14 | BAXTER\todd.deboer | 105 | wFIT-1136 | wFIT-1850 | 1LJ15-1KJ22 | {87CE4E72-970E-4B93-BF09-E9F5332F29BE}
1835 | wMAIN-2934 | KJ | 1997 WEDGEWOOD IMPROVEMENTS | 1997 | Wedgewood Rd | Parkwood Dr | None | 23.6643 | PVC | 8 |  | 75 | 160 | 3786.2917 | 378.6292 | 624.7381 | 4789.6591 | 48 |  | Potable | 1 | 1 | 1 | 1 | 2012-05-11 12:24 | BAXTER\todd.deboer | 288 | wFIT-1140 | wFIT-1851 | 1KJ26-1KJ29 | {E00E6E6E-F14F-4F68-A4F5-7BE0109D52F0}
1836 | wMAIN-2935 | KJ | 1997 WEDGEWOOD IMPROVEMENTS | 1997 | Wedgewood Rd | Parkwood Dr | None | 47.018 | PVC | 8 |  | 75 | 160 | 7522.8877 | 752.2888 | 1241.2765 | 9516.453 | 48 |  | Potable | 1 | 1 | 1 | 1 | 2012-05-11 12:24 | BAXTER\todd.deboer | 288 | wVLV-1056 | wFIT-1140 | 1KJ25-1KJ26 | {46574C07-3B55-41BA-8327-397B7F0B2439}
1837 | wMAIN-2936 | KJ | 1997 WEDGEWOOD IMPROVEMENTS | 1997 | Wedgewood Rd | Parkwood Dr | None | 3 | PVC | 8 |  | 75 | 160 | 480.0007 | 48.0001 | 79.2001 | 607.2009 | 48 |  | Potable | 1 | 1 | 1 | 1 | 2012-05-11 12:15 | BAXTER\todd.deboer | 288 | wFIT-1143 | wVLV-1056 | 1KJ24-1KJ25 | {1FA7C515-82DE-4CB1-A309-E48ADD7AF470}
1838 | wMAIN-2938 | LJ | 1997 WEDGEWOOD IMPROVEMENTS | 1997 | Wedgewood Rd | Parkwood Dr | None | 47.5821 | PVC | 8 |  | 75 | 160 | 7613.1412 | 761.3141 | 1256.1683 | 9630.6236 | 48 |  | Potable | 1 | 1 | 1 | 1 | 2012-05-11 12:14 | BAXTER\todd.deboer | 105 | wVLV-1061 | wFIT-1136 | 1LJ14-1LJ15 | {2A8F7008-6C07-4494-AF21-B1E882A5F63E}
1839 | wMAIN-2939 | LJ | 1997 WEDGEWOOD IMPROVEMENTS | 1997 | Wedgewood Rd | Parkwood Dr | None | 2.5002 | PVC | 8 |  | 75 | 160 | 400.0272 | 40.0027 | 66.0045 | 506.0344 | 48 |  | Potable | 1 | 1 | 1 | 1 | 2012-05-11 12:14 | BAXTER\todd.deboer | 105 | wFIT-1137 | wVLV-1061 | 1LJ13-1LJ14 | {F5C0F410-CCFE-4336-8D11-6751D83326C1}
1840 | wMAIN-2942 | LJ | 1995 WEDGEWOOD IMPROVEMENTS | 1996 | Lakewood Ln | Wedgewood Rd | Mountain Ash Dr | 3.5002 | PVC | 6 |  | 75 | 140 | 490.0271 | 49.0027 | 80.8545 | 619.8842 | 47 |  | Potable | 1 | 1 | 1 | 1 | 2011-11-08 15:17 | BAXTER\todd.deboer | 105 | FIT-1669 | V-1059 | 1LJ07-1LJ19 | {092E77CC-068A-48D1-B304-6D9350E23FFF}
1841 | wMAIN-2943 | LI | 1995 WEDGEWOOD IMPROVEMENTS | 1996 | Lakewood Ln | Wedgewood Rd | Mountain Ash Dr | 536.9999 | PVC | 6 |  | 75 | 140 | 75179.9876 | 7517.9988 | 12404.698 | 95102.6843 | 47 |  | Potable | 1 | 1 | 1 | 1 | 2011-11-08 15:17 | BAXTER\todd.deboer | 105 | FIT-1666 | FIT-1669 | 1LI25-1LJ07 | {B4049C8D-8FFD-4AEA-A3CA-348B09DFB3F8}
1842 | wMAIN-2948 | OI | BAXTER PETITIONED PROJECTS | 1989 | Briarwood Ln | Brentwood Rd | Briarwood Ln | 18.2317 | PVC | 6 |  | 75 | 140 | 2552.4372 | 255.2437 | 421.1521 | 3228.833 | 40 |  | Potable | 1 | 1 | 1 | 1 | 2011-11-08 15:17 | BAXTER\todd.deboer | 141 | FIT-1150 | V-1044 | 1OI11-1OI14 | {599F9D7C-60B0-42A5-A544-01562137DB5A}
1843 | wMAIN-2949 | PI | BAXTER PETITIONED PROJECTS | 1989 | Brentwood Rd | Briarwood Ln | Brentwood Ln | 15.5736 | PVC | 6 |  | 75 | 140 | 2180.3064 | 218.0306 | 359.7506 | 2758.0876 | 40 |  | Potable | 1 | 1 | 1 | 1 | 2011-11-08 15:17 | BAXTER\todd.deboer | 141 | V-541 | FIT-1146 | 1PI14-1PI01 | {C960A183-8745-45E7-A3E1-CE85B842E53C}
1844 | wMAIN-2956 | JH | 1979 WATER IMPROVEMENTS | 1979 | Timberlane Dr | Woodland Rd | Park St | 5.7615 | PVC | 6 |  | 75 | 140 | 806.6033 | 80.6603 | 133.0895 | 1020.3532 | 30 |  | Potable | 1 | 1 | 1 | 1 | 2011-11-08 15:17 | BAXTER\todd.deboer | 101 | FIT-1261 | V-901 | 1JH06-1JH07 | {9249D270-9739-4405-9211-6C363A0861AA}
1845 | wMAIN-2957 | JH | 1979 WATER IMPROVEMENTS | 1979 | Woodland Rd | Knollwood Dr | Timberlane Dr | 473.6397 | PVC | 6 |  | 75 | 140 | 66309.5648 | 6630.9565 | 10941.0782 | 83881.5994 | 30 |  | Potable | 1 | 1 | 1 | 1 | 2011-11-08 15:17 | BAXTER\todd.deboer | 101 | FIT-1258 | FIT-1261 | 1JH03-1JH06 | {9645A129-D09B-4AD8-A687-067A4870A042}
1846 | wMAIN-2960 | JH | 1979 WATER IMPROVEMENTS | 1979 | Knollwood Dr | Kingwood Dr | Woodland Rd | 5.6843 | PVC | 10 |  | 75 | 180 | 1023.1778 | 102.3178 | 168.8243 | 1294.3199 | 30 |  | Potable | 1 | 1 | 1 | 1 | 2011-11-08 15:17 | BAXTER\todd.deboer | 101 | FIT-1259 | V-903 | 1JH01-1JH15 | {620768A2-DF4E-423A-AD08-529A97BCDD08}
1847 | wMAIN-2961 | JH | 1979 WATER IMPROVEMENTS | 1979 | Woodland Rd | Knollwood Dr | Timberlane Dr | 7.8483 | PVC | 6 |  | 75 | 140 | 1098.7652 | 109.8765 | 181.2963 | 1389.938 | 30 |  | Potable | 1 | 1 | 1 | 1 | 2011-11-08 15:17 | BAXTER\todd.deboer | 101 | V-904 | FIT-1258 | 1JH02-1JH03 | {A31C962D-658E-43F7-B9B0-1DE28873838A}
1848 | wMAIN-2962 | JH | 1979 WATER IMPROVEMENTS | 1979 | Woodland Rd | Knollwood Dr | Timberlane Dr | 5.8389 | PVC | 6 |  | 75 | 140 | 817.439 | 81.7439 | 134.8774 | 1034.0603 | 30 |  | Potable | 1 | 1 | 1 | 1 | 2011-11-08 15:17 | BAXTER\todd.deboer | 101 | FIT-1259 | V-904 | 1JH01-1JH02 | {CDC609B8-9EEB-4421-8012-4EA699F11C93}
1849 | wMAIN-2963 | JG | 1979 WATER IMPROVEMENTS | 1979 | Knollwood Ct | Knollwood Dr | None | 60.3027 | PVC | 8 |  | 75 | 160 | 9648.4393 | 964.8439 | 1591.9925 | 12205.2757 | 30 |  | Potable | 1 | 1 | 1 | 1 | 2011-11-08 15:17 | BAXTER\todd.deboer | 101 | V-932 |  | 1JG25-1JG26 | {0D1F804D-A8DE-4D03-840B-E46C9F7885D7}
1850 | wMAIN-2965 | JG | 1979 WATER IMPROVEMENTS | 1979 | Knollwood Dr | Knollwood Ct | Timberlane Dr | 314.745 | PVC | 10 |  | 75 | 180 | 56654.1052 | 5665.4105 | 9347.9274 | 71667.443 | 30 |  | Potable | 1 | 1 | 1 | 1 | 2011-11-08 15:17 | BAXTER\todd.deboer | 101 | V-881 | FIT-1282 | 1JG23-1JG24 | {DAFC3337-9F3C-47BC-A83A-49DB4A4E288D}
1851 | wMAIN-2966 | JG | 1979 WATER IMPROVEMENTS | 1979 | Knollwood Ct | Knollwood Dr | None | 6.2135 | PVC | 8 |  | 75 | 160 | 994.1606 | 99.4161 | 164.0365 | 1257.6131 | 30 |  | Potable | 1 | 1 | 1 | 1 | 2011-11-08 15:17 | BAXTER\todd.deboer | 101 | FIT-1282 | V-932 | 1JG24-1JG25 | {A1356A52-C663-447F-A48F-0E0C827D6298}
1852 | wMAIN-2970 | JH | 1979 WATER IMPROVEMENTS | 1979 | Timberlane Dr | Knollwood Dr | Woodland Rd | 6.7638 | PVC | 6 |  | 75 | 140 | 946.9282 | 94.6928 | 156.2432 | 1197.8642 | 30 |  | Potable | 1 | 1 | 1 | 1 | 2011-11-08 15:17 | BAXTER\todd.deboer | 101 | V-898 | FIT-1263 | 1JH14-1JH22 | {09E3DA85-A391-4BA8-8E3A-9A574FA46C12}
1853 | wMAIN-2971 | JI | 1979 WATER IMPROVEMENTS | 1979 | Knollwood Dr | Kingwood Dr | Interlacken Rd | 12.1308 | PVC | 10 |  | 75 | 180 | 2183.5367 | 218.3537 | 360.2836 | 2762.1739 | 30 |  | Potable | 1 | 1 | 1 | 1 | 2011-11-08 15:17 | BAXTER\todd.deboer | 101 | FIT-1273 | V-886 | 1JI04-1JI06 | {59632281-9514-4579-A605-AEB5C903354F}
1854 | wMAIN-2972 | JH | 1979 WATER IMPROVEMENTS | 1979 | Kingwood Dr | Timberlane Dr | Kingwood Dr | 7.0558 | PVC | 10 |  | 75 | 180 | 1270.0351 | 127.0035 | 209.5558 | 1606.5944 | 30 |  | Potable | 1 | 1 | 1 | 1 | 2011-11-08 15:17 | BAXTER\todd.deboer | 101 | V-897 | FIT-1263 | 1JH21-1JH22 | {011E81F9-B3D8-4C6F-913C-54EC983F3E85}
1855 | wMAIN-2973 | JI | 1979 WATER IMPROVEMENTS | 1979 | Interlacken Rd | Kingwood Dr | Knollwood Dr | 4.4858 | PVC | 6 |  | 75 | 140 | 628.0087 | 62.8009 | 103.6214 | 794.431 | 30 |  | Potable | 1 | 1 | 1 | 1 | 2011-11-08 15:17 | BAXTER\todd.deboer | 101 | V-885 | FIT-1273 | 1JI05-1JI04 | {63E76928-4A67-4B25-A54E-064AB396FD5D}
1856 | wMAIN-2975 | JH | 1979 WATER IMPROVEMENTS | 1979 | Knollwood Dr | Kingwood Dr | Woodland Rd | 2.0868 | PVC | 8 |  | 75 | 160 | 333.8811 | 33.3881 | 55.0904 | 422.3596 | 30 |  | Potable | 1 | 1 | 1 | 1 | 2011-11-08 15:17 | BAXTER\todd.deboer | 101 | FIT-1265 | V-895 | 1JH19-1JH20 | {C2D52324-B985-4E69-8372-08DB878A02C4}
1857 | wMAIN-2976 | KH | 1979 WATER IMPROVEMENTS | 1979 | Parkwood Dr | Mountain Ash Dr | Kingwood Dr | 3.2291 | PVC | 6 |  | 75 | 140 | 452.0725 | 45.2072 | 74.592 | 571.8717 | 30 |  | Potable | 1 | 1 | 1 | 1 | 2011-11-08 15:17 | BAXTER\todd.deboer | 101 | FIT-1239 | V-1202 | 1KH01-1KH02 | {B0B68AE4-1449-4543-8976-3F06BE62A9D1}
1858 | wMAIN-2981 | KI | 1979 WATER IMPROVEMENTS | 1979 | Kingwood Dr | Knollwood Dr | Interlacken Rd | 679.8813 | PVC | 8 |  | 75 | 160 | 108781.0044 | 10878.1004 | 17948.8657 | 137607.9706 | 30 |  | Potable | 1 | 1 | 1 | 1 | 2011-11-08 15:17 | BAXTER\todd.deboer | 101 | FIT-1274 | FIT-1271 | 1KI02-1KI06 | {765ACF5B-618E-4617-866F-1C05FEFE1E55}
1859 | wMAIN-2982 | KI | 1979 WATER IMPROVEMENTS | 1979 | Interlacken Rd | Kingwood Dr | Knollwood Dr | 3.6393 | PVC | 6 |  | 75 | 140 | 509.5037 | 50.9504 | 84.0681 | 644.5222 | 30 |  | Potable | 1 | 1 | 1 | 1 | 2011-11-08 15:17 | BAXTER\todd.deboer | 101 | V-1200 | FIT-1275 | 1KI33-1KI03 | {C32E2CF6-FE24-45A1-B0A0-8E9179A46CF3}
1860 | wMAIN-2985 | KI | 1979 WATER IMPROVEMENTS | 1979 | Kingwood Dr | Interlacken Rd | Kentwood Dr | 1.8829 | PVC | 8 |  | 75 | 160 | 301.2684 | 30.1268 | 49.7093 | 381.1045 | 30 |  | Potable | 1 | 1 | 1 | 1 | 2011-11-08 15:17 | BAXTER\todd.deboer | 101 | V-883 | FIT-1274 | 1KI01-1KI02 | {0E984258-583E-452D-BFCA-3590E9468291}
1861 | wMAIN-2986 | JI | 1979 WATER IMPROVEMENTS | 1979 | Interlacken Rd | Kingwood Dr | Knollwood Dr | 591.7853 | PVC | 6 |  | 75 | 140 | 82849.9432 | 8284.9943 | 13670.2406 | 104805.1782 | 30 |  | Potable | 1 | 1 | 1 | 1 | 2011-11-08 15:17 | BAXTER\todd.deboer | 101 | FIT-1275 | V-885 | 1KI03-1JI05 | {53D94735-DD09-4990-94DD-D09B55720FCE}
1862 | wMAIN-2988 | KI | 1979 WATER IMPROVEMENTS | 1979 | Interlacken Rd | Kingwood Dr | Knollwood Dr | 3.9684 | PVC | 6 |  | 75 | 140 | 555.5806 | 55.5581 | 91.6708 | 702.8095 | 30 |  | Potable | 1 | 1 | 1 | 1 | 2011-11-08 15:17 | BAXTER\todd.deboer | 101 | FIT-1274 | V-1200 | 1KI02-1KI33 | {BAD4F137-E294-4265-A804-EC12043B035F}
1863 | wMAIN-2994 | JI | 1979 WATER IMPROVEMENTS | 1979 | Kingwood Dr | Knollwood Dr | Interlacken Rd | 5.6887 | PVC | 8 |  | 75 | 160 | 910.19 | 91.019 | 150.1813 | 1151.3903 | 30 |  | Potable | 1 | 1 | 1 | 1 | 2011-11-08 15:17 | BAXTER\todd.deboer | 101 | V-890 | FIT-1270 | 1JI12-1JI11 | {8859DAD0-F304-4E3C-8B03-7D6524347471}
1864 | wMAIN-2995 | JI | 1979 WATER IMPROVEMENTS | 1979 | Knollwood Dr | Kingwood Dr | Interlacken Rd | 2.6765 | PVC | 10 |  | 75 | 180 | 481.7739 | 48.1774 | 79.4927 | 609.444 | 30 |  | Potable | 1 | 1 | 1 | 1 | 2011-11-08 15:17 | BAXTER\todd.deboer | 101 | V-889 | FIT-1270 | 1JI10-1JI11 | {C69C6222-C77F-4D76-9F33-A8570CC7EBCE}
1865 | wMAIN-2996 | KJ | 1979 WATER IMPROVEMENTS | 1979 | Jepson Rd | Knollwood Dr | None | 5.4378 | PVC | 8 |  | 75 | 160 | 870.0455 | 87.0045 | 143.5575 | 1100.6075 | 30 |  | Potable | 1 | 1 | 1 | 1 | 2011-11-08 15:17 | BAXTER\todd.deboer | 101 | FIT-1268 | V-1199 | 1KJ01-1KJ02 | {990BFB8F-CF8B-4652-A761-B75837C5D0C2}
1866 | wMAIN-2998 | KJ | 1979 WATER IMPROVEMENTS | 1979 | Knollwood Dr | Highland Senic Rd | Jepson Rd | 58.145 | PVC | 10 |  | 75 | 180 | 10466.0957 | 1046.6096 | 1726.9058 | 13239.611 | 30 |  | Potable | 1 | 1 | 1 | 1 | 2011-11-08 15:17 | BAXTER\todd.deboer | 101 | FIT-1268 | FIT-1267 | 1KJ01-1KJ06 | {B99262C6-C7AA-43E5-BFC5-FEB6BCF67117}
1867 | wMAIN-3000 | KJ | 1979 WATER IMPROVEMENTS | 1979 | Knollwood Dr | Highland Senic Rd | Jepson Rd | 22.179 | PVC | 10 |  | 75 | 180 | 3992.2122 | 399.2212 | 658.715 | 5050.1484 | 30 |  | Potable | 1 | 1 | 1 | 1 | 2011-11-08 15:17 | BAXTER\todd.deboer | 101 | FIT-1267 | V-893 | 1KJ06-1KJ09 | {742ABE00-02DB-4CDD-AB68-D7D30BF04586}
1868 | wMAIN-3005 | KK | STATE AID PROJECT NO. 230-101-01 | 2001 | Knollwood Dr | Highland Senic Rd | Forestview Middle School | 184.4682 | DIP | 10 |  | 75 | 180 | 33204.2716 | 3320.4272 | 5478.7048 | 42003.4035 | 52 |  | Potable | 1 | 1 | 1 | 1 | 2021-04-19 14:15 | BAXTER\tdeboer | 221 | wVLV-1197 | wFIT-1050 | 1KK04-1KK05 | {341A5290-B9AA-4174-B88B-A86E50940B1E}
1869 | wMAIN-3008 | KK | STATE AID PROJECT NO. 230-101-01 | 2001 | Highland Scenic Rd | Isle Dr | Knollwood Dr | 36.3914 | PVC | 10 |  | 75 | 180 | 6550.4534 | 655.0453 | 1080.8248 | 8286.3235 | 52 | REMOVED PLUG FOR 2007 SOUTH PERCH LAKE IMPROVEMENT | Potable | 1 | 1 | 1 | 1 | 2011-11-08 15:17 | BAXTER\todd.deboer | 221 | V-1198 | FIT-13 | 1KK02-1KK03 | {73296113-62E0-4278-A61F-9D27CA4C74B0}
1870 | wMAIN-3009 | KK | STATE AID PROJECT NO. 230-101-01 | 2001 | Highland Scenic Rd | Isle Dr | Knollwood Dr | 3.6459 | PVC | 10 |  | 75 | 180 | 656.2595 | 65.6259 | 108.2828 | 830.1683 | 52 |  | Potable | 1 | 1 | 1 | 1 | 2011-11-08 15:17 | BAXTER\todd.deboer | 221 | FIT-1051 | V-1198 | 1KK01-1KK02 | {6EB44328-DD8B-49CC-9E43-4D49B2F0AECD}
1871 | wMAIN-3010 | KJ | 1981 UTILITY IMPROVEMENTS | 1981 | Highland Scenic Rd | Isle Dr | Knollwood Dr | 3.5322 | PVC | 10 |  | 75 | 180 | 635.7929 | 63.5793 | 104.9058 | 804.278 | 32 |  | Potable | 1 | 1 | 1 | 1 | 2011-11-08 15:17 | BAXTER\todd.deboer | 102 | FIT-1170 | FIT-1051 | 1KJ21-1KK01 | {80DE4272-69A3-416F-B26D-66EE1E01ABD9}
1872 | wMAIN-3011 | KK | 2003 KNOLLWOOD DRIVE EXTENSION, BRONSON ROAD/MICHELLE CIRCLE AREA AND EXCELSIOR ROAD IMPROVEMENTS | 2004 | Knollwood Dr | Highland Senic Rd | Forestview Middle School | 2.3421 | PVC | 10 |  | 75 | 180 | 421.5799 | 42.158 | 69.5607 | 533.2985 | 55 |  | Potable | 1 | 1 | 1 | 1 | 2021-04-19 14:15 | BAXTER\tdeboer | 225 | wFIT-1050 | wVLV-1154 | 1KK05-1KK08 | {287AD1E3-8CE6-4D89-8361-417E73C8C7B3}
1873 | wMAIN-3012 | KJ | 1981 UTILITY IMPROVEMENTS | 1981 | Highland Senic Rd | Parkwood Dr | Knollwood Dr | 4.3772 | PVC | 10 |  | 75 | 180 | 787.8949 | 78.7895 | 130.0027 | 996.6871 | 32 |  | Potable | 1 | 1 | 1 | 1 | 2011-11-08 15:17 | BAXTER\todd.deboer | 102 | V-1015 | FIT-1170 | 1KJ20-1KJ21 | {7BC923E8-4D3F-4AD3-A396-4C45F377115B}
1874 | wMAIN-3018 | LM | 2003 KNOLLWOOD DRIVE EXTENSION, BRONSON ROAD/MICHELLE CIRCLE AREA AND EXCELSIOR ROAD IMPROVEMENTS | 2004 | Mountain Ash Dr | Jericho Rd | Mapleton Rd | 63.5295 | PVC | 10 |  | 75 | 180 | 11435.3088 | 1143.5309 | 1886.8259 | 14465.6656 | 55 |  | Potable | 1 | 1 | 1 | 1 | 2011-11-08 15:17 | BAXTER\todd.deboer | 225 | V-1177 | FIT-561 | 1LL16-1LM07 | {1EC513F2-C6F8-4801-9E8B-CE813FB32D97}
1875 | wMAIN-3019 | KK | 2003 KNOLLWOOD DRIVE EXTENSION, BRONSON ROAD, MICHELLE CIRCLE AREA AND EXCELSIOR ROAD IMPROVEMENTS | 2004 | Knollwood Dr | Forestview Middle School | None | 2.8894 | PVC | 12 |  | 75 | 200 | 577.8734 | 57.7873 | 95.3491 | 731.0099 | 55 |  | Potable | 1 | 1 | 1 | 1 | 2021-04-19 14:16 | BAXTER\tdeboer | 225 | wVLV-1151 | wFIT-1082 | 1KK10-1KK11 | {A2DEE0BD-373F-45CC-9506-FE3B76A4FB55}
1876 | wMAIN-3020 | KK | 2003 KNOLLWOOD DRIVE EXTENSION, BRONSON ROAD/MICHELLE CIRCLE AREA AND EXCELSIOR ROAD IMPROVEMENTS | 2004 | Knollwood Dr | Forestview Middle School | None | 2.7796 | PVC | 12 |  | 75 | 200 | 555.9188 | 55.5919 | 91.7266 | 703.2373 | 55 |  | Potable | 1 | 1 | 1 | 1 | 2021-04-19 14:17 | BAXTER\tdeboer | 225 | wVLV-1149 | wFIT-1084 | 1KK21-1KK22 | {5DF6D198-5178-4783-A324-A4769C37E9D7}
1877 | wMAIN-3022 | KK | 2003 KNOLLWOOD DRIVE EXTENSION, BRONSON ROAD/MICHELLE CIRCLE AREA AND EXCELSIOR ROAD IMPROVEMENTS | 2004 | South Perch Lake Houses | Knollwood Dr | None | 31.3049 | PVC | 8 |  | 75 | 160 | 5008.7915 | 500.8791 | 826.4506 | 6336.1212 | 55 | REMOVED PLUG FOR 2007 SOUTH PERCH LAKE IMPROVEMENT | Potable | 1 | 1 | 1 | 1 | 2021-04-19 14:18 | BAXTER\tdeboer | 225 | wVLV-1146 | wFIT-16 | 1KK35-1KK36 | {ED5E7BD0-E490-4CA0-8B48-DA8B6A02EBC3}
1878 | wMAIN-3023 | KK | 2003 KNOLLWOOD DRIVE EXTENSION, BRONSON ROAD/MICHELLE CIRCLE AREA AND EXCELSIOR ROAD IMPROVEMENTS | 2004 | Knollwood Dr | Forestview Middle School | None | 41.6412 | PVC | 6 |  | 75 | 140 | 5829.7709 | 582.9771 | 961.9122 | 7374.6602 | 55 |  | Potable | 1 | 1 | 1 | 1 | 2021-04-19 14:19 | BAXTER\tdeboer | 225 | wFIT-1072 |  | 1KK37-1KK38 | {30CD570C-2D31-4BF7-B17F-E37F3B809356}
1879 | wMAIN-3024 | KK | 2003 KNOLLWOOD DRIVE EXTENSION, BRONSON ROAD/MICHELLE CIRCLE AREA AND EXCELSIOR ROAD IMPROVEMENTS | 2004 | Knollwood Dr | Forestview Middle School | None | 3.2095 | PVC | 12 |  | 75 | 200 | 641.8914 | 64.1891 | 105.9121 | 811.9926 | 55 |  | Potable | 1 | 1 | 1 | 1 | 2021-04-19 14:19 | BAXTER\tdeboer | 225 | wVLV-1143 | wFIT-1087 | 1KK40-1KK41 | {312D1ECF-C5BD-4D24-9085-938F5E418D69}
1880 | wMAIN-3025 | KK | 2003 KNOLLWOOD DRIVE EXTENSION, BRONSON ROAD/MICHELLE CIRCLE AREA AND EXCELSIOR ROAD IMPROVEMENTS | 2004 | Knollwood Dr | Forestview Middle School | None | 3.0214 | PVC | 8 |  | 75 | 160 | 483.4166 | 48.3417 | 79.7637 | 611.522 | 55 |  | Potable | 1 | 1 | 1 | 1 | 2021-04-19 14:19 | BAXTER\tdeboer | 225 | wFIT-1087 | wVLV-1145 | 1KK41-1KK42 | {2058747D-B3AF-4C8F-97AE-D8794AD33830}
1881 | wMAIN-3028 | KL | 2003 KNOLLWOOD DRIVE EXTENSION, BRONSON ROAD/MICHELLE CIRCLE AREA AND EXCELSIOR ROAD IMPROVEMENTS | 2004 | Knollwood Dr | Mapleton Rd | Forestview Middle School | 43.5739 | PVC | 12 |  | 75 | 200 | 8714.7814 | 871.4781 | 1437.9389 | 11024.1985 | 55 |  | Potable | 1 | 1 | 1 | 1 | 2021-04-19 14:21 | BAXTER\tdeboer | 225 | wVLV-1140 | wFIT-1088 | 1KL08-1KL12 | {CD761992-75F8-4960-AD11-713CA2D1B885}
1882 | wMAIN-3029 | JL | 2003 KNOLLWOOD DRIVE EXTENSION, BRONSON ROAD/MICHELLE CIRCLE AREA AND EXCELSIOR ROAD IMPROVEMENTS | 2004 | Water Treatment Plant | Knollwood Dr | None | 61.7595 | PVC | 12 |  | 75 | 200 | 12351.9082 | 1235.1908 | 2038.0649 | 15625.1639 | 55 |  | Potable | 1 | 1 | 1 | 1 | 2021-04-19 14:22 | BAXTER\tdeboer | 225 | wVLV-1156 | wFIT-565 | 1KL16-1JL03 | {3EF5BBB5-C613-4632-B78A-FAD119ADE6DD}
1883 | wMAIN-3031 | KK | 2003 KNOLLWOOD DRIVE EXTENSION, BRONSON ROAD/MICHELLE CIRCLE AREA AND EXCELSIOR ROAD IMPROVEMENTS | 2004 | Knollwood Dr | Forestview Middle School | None | 3.0004 | PVC | 6 |  | 75 | 140 | 420.0521 | 42.0052 | 69.3086 | 531.3659 | 55 |  | Potable | 1 | 1 | 1 | 1 | 2011-11-08 15:17 | BAXTER\todd.deboer | 225 |  | HYD-511 | 1KK38-1KK39 | {AE0CE9BC-6652-466A-B4F6-8AB933D18285}
1884 | wMAIN-3032 | JL | 2003 KNOLLWOOD DRIVE EXTENSION, BRONSON ROAD/MICHELLE CIRCLE AREA AND EXCELSIOR ROAD IMPROVEMENTS | 2004 | Mapleton Rd | Joshua Tree Cir | Knollwood Dr | 4.0003 | PVC | 12 |  | 75 | 200 | 800.0685 | 80.0068 | 132.0113 | 1012.0866 | 55 |  | Potable | 1 | 1 | 1 | 1 | 2011-11-08 15:17 | BAXTER\todd.deboer | 225 | FIT-1078 | FIT-562 | 1JL02-1JL01 | {9CB2BF5D-92A6-413D-9E17-4C533B6C9BE2}
1885 | wMAIN-3034 | KK | 2003 KNOLLWOOD DRIVE EXTENSION, BRONSON ROAD/MICHELLE CIRCLE AREA AND EXCELSIOR ROAD IMPROVEMENTS | 2004 | Knollwood Dr | Forestview Middle School | None | 2.8817 | PVC | 8 |  | 75 | 160 | 461.0692 | 46.1069 | 76.0764 | 583.2526 | 55 |  | Potable | 1 | 1 | 1 | 1 | 2021-04-19 14:16 | BAXTER\tdeboer | 225 | wFIT-1082 | wVLV-1153 | 1KK11-1KK12 | {2663FE92-00E6-46B4-8126-926A138102DB}
1886 | wMAIN-3035 | KK | 2003 KNOLLWOOD DRIVE EXTENSION, BRONSON ROAD/MICHELLE CIRCLE AREA AND EXCELSIOR ROAD IMPROVEMENTS | 2004 | Knollwood Dr | Forestview Middle School | None | 2.5072 | PVC | 12 |  | 75 | 200 | 501.4397 | 50.144 | 82.7376 | 634.3212 | 55 |  | Potable | 1 | 1 | 1 | 1 | 2021-04-19 14:16 | BAXTER\tdeboer | 225 | wFIT-1082 | wVLV-1152 | 1KK11-1KK17 | {C19C4D53-E4A4-40E5-A72F-E936AA9FF7A1}
1887 | wMAIN-3036 | KK | 2003 KNOLLWOOD DRIVE EXTENSION, BRONSON ROAD/MICHELLE CIRCLE AREA AND EXCELSIOR ROAD IMPROVEMENTS | 2004 | Knollwood Dr | Forestview Middle School | None | 31.6474 | PVC | 12 |  | 75 | 200 | 6329.4725 | 632.9472 | 1044.363 | 8006.7827 | 55 |  | Potable | 1 | 1 | 1 | 1 | 2021-04-19 14:17 | BAXTER\tdeboer | 225 | wVLV-1152 | wFIT-1083 | 1KK17-1KK18 | {70F358EA-E15A-4A19-85E4-DF96BF7D36C2}
1888 | wMAIN-3039 | KK | 2003 KNOLLWOOD DRIVE EXTENSION, BRONSON ROAD/MICHELLE CIRCLE AREA AND EXCELSIOR ROAD IMPROVEMENTS | 2004 | Knollwood Dr | Forestview Middle School | None | 2.9512 | PVC | 12 |  | 75 | 200 | 590.2432 | 59.0243 | 97.3901 | 746.6576 | 55 |  | Potable | 1 | 1 | 1 | 1 | 2021-04-19 14:17 | BAXTER\tdeboer | 225 | wFIT-1084 | wVLV-1147 | 1KK22-1KK23 | {2C6FFBE3-C7B7-4407-8453-71C3EC0F3C6F}
1889 | wMAIN-3040 | KK | 2003 KNOLLWOOD DRIVE EXTENSION, BRONSON ROAD/MICHELLE CIRCLE AREA AND EXCELSIOR ROAD IMPROVEMENTS | 2004 | Knollwood Dr | Forestview Middle School | None | 3.2169 | PVC | 12 |  | 75 | 200 | 643.3726 | 64.3373 | 106.1565 | 813.8663 | 55 |  | Potable | 1 | 1 | 1 | 1 | 2021-04-19 14:17 | BAXTER\tdeboer | 225 | wFIT-1084 | wVLV-1148 | 1KK22-1KK30 | {2FD1EE07-1859-4C6F-A36C-D6306E18BBB1}
1890 | wMAIN-3041 | KK | 2003 KNOLLWOOD DRIVE EXTENSION, BRONSON ROAD/MICHELLE CIRCLE AREA AND EXCELSIOR ROAD IMPROVEMENTS | 2004 | Knollwood Dr | Forestview Middle School | None | 84.7665 | PVC | 12 |  | 75 | 200 | 16953.3074 | 1695.3307 | 2797.2957 | 21445.9338 | 55 |  | Potable | 1 | 1 | 1 | 1 | 2021-04-19 14:18 | BAXTER\tdeboer | 225 | wVLV-1148 | wFIT-1085 | 1KK30-1KK31 | {99D91E96-6B0C-4009-ADCF-BEF859655E3C}
1891 | wMAIN-3043 | KK | 2003 KNOLLWOOD DRIVE EXTENSION, BRONSON ROAD/MICHELLE CIRCLE AREA AND EXCELSIOR ROAD IMPROVEMENTS | 2004 | South Perch Lake Houses | Knollwood Dr | None | 2.1247 | PVC | 8 |  | 75 | 160 | 339.9551 | 33.9955 | 56.0926 | 430.0432 | 55 |  | Potable | 1 | 1 | 1 | 1 | 2021-04-19 14:18 | BAXTER\tdeboer | 225 | wFIT-1086 | wVLV-1146 | 1KK34-1KK35 | {EB6180D8-C184-4A72-AD21-3B7567F8F6B2}
1892 | wMAIN-3044 | KK | 2003 KNOLLWOOD DRIVE EXTENSION, BRONSON ROAD/MICHELLE CIRCLE AREA AND EXCELSIOR ROAD IMPROVEMENTS | 2004 | Knollwood Dr | Forestview Middle School | None | 2.2243 | PVC | 12 |  | 75 | 200 | 444.8574 | 44.4857 | 73.4015 | 562.7446 | 55 |  | Potable | 1 | 1 | 1 | 1 | 2021-04-19 14:20 | BAXTER\tdeboer | 225 | wFIT-1087 | wVLV-1144 | 1KK41-1KK43 | {FC8B0818-D619-49C3-A835-197DC7ACC0A7}
1893 | wMAIN-3047 | JL | 2003 KNOLLWOOD DRIVE EXTENSION, BRONSON ROAD/MICHELLE CIRCLE AREA AND EXCELSIOR ROAD IMPROVEMENTS | 2004 | Forestview Middle School | Knollwood Dr | None | 56.1781 | PVC | 8 |  | 75 | 160 | 8988.4984 | 898.8498 | 1483.1022 | 11370.4504 | 55 |  | Potable | 1 | 1 | 1 | 1 | 2021-04-19 14:21 | BAXTER\tdeboer | 225 | wVLV-1139 | wFIT-564 | 1KL06-1JL04 | {4BC902B4-C63A-4AFB-9043-017522A127A6}
1894 | wMAIN-3048 | KL | 2003 KNOLLWOOD DRIVE EXTENSION, BRONSON ROAD/MICHELLE CIRCLE AREA AND EXCELSIOR ROAD IMPROVEMENTS | 2004 | Knollwood Dr | Forestview Middle School | None | 3.0708 | PVC | 12 |  | 75 | 200 | 614.153 | 61.4153 | 101.3352 | 776.9035 | 55 |  | Potable | 1 | 1 | 1 | 1 | 2021-04-19 14:21 | BAXTER\tdeboer | 225 | wVLV-1142 | wFIT-1953 | 1KL04-1KL05 | {4EBBCE7E-8460-4930-9C17-396FAC85EE90}
1895 | wMAIN-3049 | KL | 2003 KNOLLWOOD DRIVE EXTENSION, BRONSON ROAD/MICHELLE CIRCLE AREA AND EXCELSIOR ROAD IMPROVEMENTS | 2004 | Forestview Middle School | Knollwood Dr | None | 4.2033 | PVC | 8 |  | 75 | 160 | 672.5232 | 67.2523 | 110.9663 | 850.7418 | 55 |  | Potable | 1 | 1 | 1 | 1 | 2021-04-19 14:21 | BAXTER\tdeboer | 225 | wFIT-1953 | wVLV-1139 | 1KL05-1KL06 | {890D4439-261E-4DBB-80C7-74EED2574106}
1896 | wMAIN-3050 | KL | 2003 KNOLLWOOD DRIVE EXTENSION, BRONSON ROAD/MICHELLE CIRCLE AREA AND EXCELSIOR ROAD IMPROVEMENTS | 2004 | Forestview Middle School | Knollwood Dr | None | 3.579 | PVC | 8 |  | 75 | 160 | 572.6472 | 57.2647 | 94.4868 | 724.3987 | 55 |  | Potable | 1 | 1 | 1 | 1 | 2021-04-19 14:21 | BAXTER\tdeboer | 225 | wFIT-1953 | wVLV-1141 | 1KL05-1KL07 | {A8461D25-B002-4A7A-B0BF-4444EE2B577B}
1897 | wMAIN-3051 | KL | 2003 KNOLLWOOD DRIVE EXTENSION, BRONSON ROAD/MICHELLE CIRCLE AREA AND EXCELSIOR ROAD IMPROVEMENTS | 2004 | Knollwood Dr | Mapleton Rd | Forestview Middle School | 3.0844 | PVC | 12 |  | 75 | 200 | 616.8733 | 61.6873 | 101.7841 | 780.3447 | 55 |  | Potable | 1 | 1 | 1 | 1 | 2021-04-19 14:21 | BAXTER\tdeboer | 225 | wFIT-1953 | wVLV-1140 | 1KL05-1KL08 | {E0BBB8F2-F3EE-42F1-863C-392B544A76CD}
1898 | wMAIN-3052 | KL | 2003 KNOLLWOOD DRIVE EXTENSION, BRONSON ROAD/MICHELLE CIRCLE AREA AND EXCELSIOR ROAD IMPROVEMENTS | 2004 | Knollwood Dr | Mapleton Rd | Forestview Middle School | 232.1042 | PVC | 12 |  | 75 | 200 | 46420.8408 | 4642.0841 | 7659.4387 | 58722.3636 | 55 |  | Potable | 1 | 1 | 1 | 1 | 2021-04-19 14:22 | BAXTER\tdeboer | 225 | wFIT-1088 | wFIT-1080 | 1KL12-1KL15 | {B1D5E7D9-7EA1-4236-A1B7-8A5DDCC7C458}
1899 | wMAIN-3053 | KL | 2003 KNOLLWOOD DRIVE EXTENSION, BRONSON ROAD/MICHELLE CIRCLE AREA AND EXCELSIOR ROAD IMPROVEMENTS | 2004 | Knollwood Dr | Mapleton Rd | Forestview Middle School | 147.209 | PVC | 12 |  | 75 | 200 | 29441.8094 | 2944.1809 | 4857.8986 | 37243.8889 | 55 |  | Potable | 1 | 1 | 1 | 1 | 2021-04-19 14:22 | BAXTER\tdeboer | 225 | wFIT-1080 | wVLV-1137 | 1KL15-1KL17 | {CA833BBC-8CEA-4FE8-B71D-D0EADC14B0DC}
1900 | wMAIN-3054 | KL | 2003 KNOLLWOOD DRIVE EXTENSION, BRONSON ROAD/MICHELLE CIRCLE AREA AND EXCELSIOR ROAD IMPROVEMENTS | 2004 | Knollwood Dr | Forestview Middle School | None | 2.8739 | PVC | 12 |  | 75 | 200 | 574.7784 | 57.4778 | 94.8384 | 727.0946 | 55 |  | Potable | 1 | 1 | 1 | 1 | 2011-11-08 15:17 | BAXTER\todd.deboer | 225 | V-1137 | FIT-1079 | 1KL17-1KL18 | {1B3564A2-5692-4490-B3F3-AB059566E609}
1901 | wMAIN-3055 | JL | 2003 KNOLLWOOD DRIVE EXTENSION, BRONSON ROAD/MICHELLE CIRCLE AREA AND EXCELSIOR ROAD IMPROVEMENTS | 2004 | Mapleton Rd | Joshua Tree Cir | Knollwood Dr | 273.3424 | PVC | 12 |  | 75 | 200 | 54668.4703 | 5466.847 | 9020.2976 | 69155.615 | 55 |  | Potable | 1 | 1 | 1 | 1 | 2013-03-19 09:28 | BAXTER\todd.deboer | 225 | wVLV-1136 | wFIT-1078 | 1KL19-1JL02 | {1A49D41C-9C81-4081-81B5-53AAB6841405}
1902 | wMAIN-3056 | PE | 2002 GREENWOOD, NORWAY HILLS AND CEDAR SCENIC IMPROVEMENTS | 2003 | Paper Birch Dr | Deerwood Dr | Michelle Cir | 6.0311 | PVC | 8 |  | 75 | 160 | 964.9726 | 96.4973 | 159.2205 | 1220.6903 | 54 |  | Potable | 1 | 1 | 1 | 1 | 2011-11-08 15:17 | BAXTER\todd.deboer | 191 | FIT-1384 | V-1130 | 1PE22-1PE25 | {06740239-811B-4F58-A91B-19750CBD4F04}
1903 | wMAIN-3057 | PE | 2002 GREENWOOD, NORWAY HILLS AND CEDAR SCENIC IMPROVEMENTS | 2003 | Travine Dr | Emily Rd | Michelle Cir | 6.7732 | PVC | 8 |  | 75 | 160 | 1083.708 | 108.3708 | 178.8118 | 1370.8906 | 54 |  | Potable | 1 | 1 | 1 | 1 | 2011-11-08 15:17 | BAXTER\todd.deboer | 191 | FIT-1393 | V-1134 | 1PE37-1PE40 | {57823035-73B4-4A8C-A498-28AE34C89E1E}
1904 | wMAIN-3058 | PF | 2003 KNOLLWOOD DRIVE EXTENSION, BRONSON ROAD, MICHELLE CIRCLE AREA AND EXCELSIOR ROAD IMPROVEMENTS | 2004 | Michelle Cir | Michelle Cir | Meredith Dr | 31.7068 | PVC | 8 |  | 75 | 160 | 5073.0862 | 507.3086 | 837.0592 | 6417.4541 | 55 |  | Potable | 1 | 1 | 1 | 1 | 2011-11-08 15:17 | BAXTER\todd.deboer | 225 | FIT-1091 | FIT-1096 | 1PF24-1PF27 | {61EE6EA2-C528-472A-A4EF-457D78087807}
1905 | wMAIN-3061 | PF | 2003 KNOLLWOOD DRIVE EXTENSION, BRONSON ROAD, MICHELLE CIRCLE AREA AND EXCELSIOR ROAD IMPROVEMENTS | 2004 | Meredith Dr | Travine Dr | Michelle Cir | 2.8322 | PVC | 8 |  | 75 | 160 | 453.1573 | 45.3157 | 74.771 | 573.244 | 55 |  | Potable | 1 | 1 | 1 | 1 | 2011-11-08 15:17 | BAXTER\todd.deboer | 225 | FIT-1094 | V-1119 | 1PF18-1PF23 | {6FA836E2-78B2-4F62-A1C2-027294B24207}
1906 | wMAIN-3064 | PF | 2003 KNOLLWOOD DRIVE EXTENSION, BRONSON ROAD, MICHELLE CIRCLE AREA AND EXCELSIOR ROAD IMPROVEMENTS | 2004 | Michelle Cir | Deerwood Dr | Michelle Cir | 48.762 | PVC | 8 |  | 75 | 160 | 7801.9193 | 780.1919 | 1287.3167 | 9869.4279 | 55 |  | Potable | 1 | 1 | 1 | 1 | 2011-11-08 15:17 | BAXTER\todd.deboer | 225 | V-1128 | FIT-1097 | 1PF31-1PF32 | {58B75C7B-A3E6-41A8-903D-18BFE5078BAB}
1907 | wMAIN-3065 | PF | 2003 KNOLLWOOD DRIVE EXTENSION, BRONSON ROAD, MICHELLE CIRCLE AREA AND EXCELSIOR ROAD IMPROVEMENTS | 2004 | Michelle Cir | Deerwood Dr | Michelle Cir | 3.1909 | PVC | 8 |  | 75 | 160 | 510.537 | 51.0537 | 84.2386 | 645.8292 | 55 |  | Potable | 1 | 1 | 1 | 1 | 2011-11-08 15:17 | BAXTER\todd.deboer | 225 | FIT-1098 | V-1128 | 1PF30-1PF31 | {D47F8B4A-C6FA-4C63-A4D8-4B50AB0DB0F9}
1908 | wMAIN-3066 | PF | 2003 KNOLLWOOD DRIVE EXTENSION, BRONSON ROAD, MICHELLE CIRCLE AREA AND EXCELSIOR ROAD IMPROVEMENTS | 2004 | Oakwood Dr | Paper Birch Dr | Oakwood Dr | 411.621 | PVC | 8 |  | 75 | 160 | 65859.3574 | 6585.9357 | 10866.794 | 83312.0871 | 55 |  | Potable | 1 | 1 | 1 | 1 | 2011-11-08 15:17 | BAXTER\todd.deboer | 225 | FIT-1098 | FIT-1099 | 1PF30-1PF35 | {A15EA8EF-1A96-448C-88EE-E556AE94BEFB}
1909 | wMAIN-3067 | PF | 2003 KNOLLWOOD DRIVE EXTENSION, BRONSON ROAD, MICHELLE CIRCLE AREA AND EXCELSIOR ROAD IMPROVEMENTS | 2004 | Oakwood Dr | Deerwood Rd | Michelle Cir | 38.1536 | PVC | 8 |  | 75 | 160 | 6104.5728 | 610.4573 | 1007.2545 | 7722.2846 | 55 | CONNECTED TO EXISTING | Potable | 1 | 1 | 1 | 1 | 2011-11-08 15:17 | BAXTER\todd.deboer | 225 | FIT-1099 | FIT-1840 | 1PF35-1PF16 | {2858BF3A-C4DD-4EDB-9A56-E8898A6890FF}
1910 | wMAIN-3068 | PF | 2003 KNOLLWOOD DRIVE EXTENSION, BRONSON ROAD, MICHELLE CIRCLE AREA AND EXCELSIOR ROAD IMPROVEMENTS | 2004 | Oakwood Dr | Oakwood Dr | Paper Birch Dr | 2.9462 | PVC | 8 |  | 75 | 160 | 471.3949 | 47.1395 | 77.7802 | 596.3145 | 55 |  | Potable | 1 | 1 | 1 | 1 | 2011-11-08 15:17 | BAXTER\todd.deboer |  | FIT-1099 | V-1127 | 1PF35-1PF36 | {B1DE680C-76D2-4DF6-A134-C3D315DEEA35}
1911 | wMAIN-3071 | PF | 2003 KNOLLWOOD DRIVE EXTENSION, BRONSON ROAD, MICHELLE CIRCLE AREA AND EXCELSIOR ROAD IMPROVEMENTS | 2004 | Michelle Cir | Oakwood Dr | Meredith Dr | 386.8336 | PVC | 8 |  | 75 | 160 | 61893.3756 | 6189.3376 | 10212.407 | 78295.1202 | 55 |  | Potable | 1 | 1 | 1 | 1 | 2011-11-08 15:17 | BAXTER\todd.deboer |  | FIT-1101 | FIT-1090 | 1PF40-1PF43 | {D5DDDC27-03E9-4B7D-90DE-1E9955B6DEAC}
1912 | wMAIN-3076 | PF | 2003 KNOLLWOOD DRIVE EXTENSION, BRONSON ROAD, MICHELLE CIRCLE AREA AND EXCELSIOR ROAD IMPROVEMENTS | 2004 | Michelle Cir | Travine Dr | None | 2.6164 | PVC | 8 |  | 75 | 160 | 418.6315 | 41.8631 | 69.0742 | 529.5688 | 55 |  | Potable | 1 | 1 | 1 | 1 | 2011-11-08 15:17 | BAXTER\todd.deboer |  | V-1122 | FIT-1089 | 1PF46-1PF47 | {7234C649-31EA-41D1-A577-2B99D1DF8A2B}
1913 | wMAIN-3077 | PF | 2003 KNOLLWOOD DRIVE EXTENSION, BRONSON ROAD, MICHELLE CIRCLE AREA AND EXCELSIOR ROAD IMPROVEMENTS | 2004 | Meredith Dr | Travine Dr | Michelle Cir | 198.0556 | PVC | 8 |  | 75 | 160 | 31688.8903 | 3168.889 | 5228.6669 | 40086.4462 | 55 |  | Potable | 1 | 1 | 1 | 1 | 2011-11-08 15:17 | BAXTER\todd.deboer | 225 | V-1120 | FIT-1095 | 1PF19-1PF20 | {0C34239B-8144-46C1-AC1B-2107275E03FD}
1914 | wMAIN-3080 | PF | 2003 KNOLLWOOD DRIVE EXTENSION, BRONSON ROAD, MICHELLE CIRCLE AREA AND EXCELSIOR ROAD IMPROVEMENTS | 2004 | Meredith Dr | Travine Dr | Michelle Cir | 3.2513 | PVC | 8 |  | 75 | 160 | 520.2043 | 52.0204 | 85.8337 | 658.0584 | 55 |  | Potable | 1 | 1 | 1 | 1 | 2011-11-08 15:17 | BAXTER\todd.deboer | 225 |  | V-1120 | 1PF18-1PF19 | {384F11B4-E8B9-41EF-8A5F-7E990F00CEAF}
1915 | wMAIN-3081 | PF | 2003 KNOLLWOOD DRIVE EXTENSION, BRONSON ROAD, MICHELLE CIRCLE AREA AND EXCELSIOR ROAD IMPROVEMENTS | 2004 | Michelle Cir | Travine Dr | Michelle Cir | 2.8084 | PVC | 8 |  | 75 | 160 | 449.3485 | 44.9348 | 74.1425 | 568.4258 | 55 |  | Potable | 1 | 1 | 1 | 1 | 2011-11-08 15:17 | BAXTER\todd.deboer |  | FIT-1089 | V-1123 | 1PF47-1PF48 | {725FFDB6-A002-439F-B0DD-0C44574CC53B}
1916 | wMAIN-3082 | PF | 2003 KNOLLWOOD DRIVE EXTENSION, BRONSON ROAD, MICHELLE CIRCLE AREA AND EXCELSIOR ROAD IMPROVEMENTS | 2004 | Meredith Dr | Travine Dr | Michelle Cir | 2.5192 | PVC | 8 |  | 75 | 160 | 403.0753 | 40.3075 | 66.5074 | 509.8902 | 55 |  | Potable | 1 | 1 | 1 | 1 | 2011-11-08 15:17 | BAXTER\todd.deboer | 225 | V-1118 |  | 1PF17-1PF18 | {AA833685-7028-4003-800E-0572C495720F}
1917 | wMAIN-3089 | NF | SEWER AND WATER IMPROVEMENTS | 1989 | Travine Dr | Travine Way | Memorywood Dr | 3.9738 | PVC | 10 |  | 75 | 180 | 715.2899 | 71.529 | 118.0228 | 904.8417 | 40 |  | Potable | 1 | 1 | 1 | 1 | 2021-03-08 12:46 | BAXTER\tdeboer | 280 | wFIT-1646 | wVLV-496 | 1NF05-1NF06 | {EED4A128-578F-4730-AC10-528D31424098}
1918 | wMAIN-3090 | NF | SEWER AND WATER IMPROVEMENTS | 1989 | Travine Dr | Travine Way | Memorywood Dr | 59.8858 | PVC | 10 |  | 75 | 180 | 10779.4354 | 1077.9435 | 1778.6068 | 13635.9858 | 40 |  | Potable | 1 | 1 | 1 | 1 | 2021-03-08 12:46 | BAXTER\tdeboer | 280 | wVLV-496 | wFIT-1645 | 1NF06-1OF01 | {0F348688-9025-4E98-A53D-1E1EEF44E4D6}
1919 | wMAIN-3091 | OF | SEWER AND WATER IMPROVEMENTS | 1989 | Travine Dr | Travine Way | Memorywood Dr | 10.0153 | PVC | 10 |  | 75 | 180 | 1802.7499 | 180.275 | 297.4537 | 2280.4786 | 40 |  | Potable | 1 | 1 | 1 | 1 | 2021-03-08 12:46 | BAXTER\tdeboer | 280 | wFIT-1645 | wFIT-399 | 1OF01-1OF04 | {379A9D88-7525-4221-A383-5E3988E77CD7}
1920 | wMAIN-3092 | OF | 2003 KNOLLWOOD DRIVE EXTENSION, BRONSON ROAD, MICHELLE CIRCLE AREA AND EXCELSIOR ROAD IMPROVEMENTS | 2004 | Travine Dr | Travine Way | Memorywood Dr | 13.7592 | PVC | 8 |  | 75 | 160 | 2201.4677 | 220.1468 | 363.2422 | 2784.8566 | 55 |  | Potable | 1 | 1 | 1 | 1 | 2011-11-08 15:17 | BAXTER\todd.deboer | 225 | FIT-399 | V-1116 | 1OF04-1OF05 | {CC8F46E1-C783-469E-9DCE-D63FD91FEA5C}
1921 | wMAIN-3093 | PF | 2003 KNOLLWOOD DRIVE EXTENSION, BRONSON ROAD, MICHELLE CIRCLE AREA AND EXCELSIOR ROAD IMPROVEMENTS | 2004 | Michelle Cir | Michelle Cir |  | 3.003 | PVC | 8 |  | 75 | 160 | 480.4779 | 48.0478 | 79.2789 | 607.8045 | 55 |  | Potable | 1 | 1 | 1 | 1 | 2011-11-08 15:17 | BAXTER\todd.deboer | 225 | FIT-1096 | V-1133 | 1PF27-1PF28 | {03477200-19EA-4B88-B4CD-E2544F9BE914}
1922 | wMAIN-3094 | PF | 2003 KNOLLWOOD DRIVE EXTENSION, BRONSON ROAD, MICHELLE CIRCLE AREA AND EXCELSIOR ROAD IMPROVEMENTS | 2004 | Michelle Cir | Michelle Cir | Michelle Cir | 3.0057 | PVC | 8 |  | 75 | 160 | 480.9074 | 48.0907 | 79.3497 | 608.3479 | 55 |  | Potable | 1 | 1 | 1 | 1 | 2011-11-08 15:17 | BAXTER\todd.deboer | 225 | FIT-1096 | V-1132 | 1PF27-1PF29 | {42B37E8E-5A89-414F-B105-8D700A9F5264}
1923 | wMAIN-3095 | OF | 2003 KNOLLWOOD DRIVE EXTENSION, BRONSON ROAD, MICHELLE CIRCLE AREA AND EXCELSIOR ROAD IMPROVEMENTS | 2004 | Travine Dr | Travine Way | Memorywood Dr | 601.0627 | PVC | 8 |  | 75 | 160 | 96170.0372 | 9617.0037 | 15868.0561 | 121655.0971 | 55 |  | Potable | 1 | 1 | 1 | 1 | 2011-11-08 15:17 | BAXTER\todd.deboer | 225 | FIT-1092 | FIT-1093 | 1OF06-1OF09 | {F2896FFE-7BDC-4457-8874-725192309143}
1924 | wMAIN-3098 | MJ | CEDARDALE SOUTH 1ST ADDITION IMPROVEMENTS | 2004 | Second St | Jordan Rd | None | 519.1319 | PVC | 8 |  | 75 | 160 | 83061.1031 | 8306.1103 | 13705.082 | 105072.2954 | 55 |  | Potable | 1 | 1 | 1 | 1 | 2011-11-08 15:17 | BAXTER\todd.deboer | 143 | FIT-933 | FIT-932 | 1MJ10-1MJ13 | {5B660865-7177-4ADD-B9CA-998A6AE2E1D9}
1925 | wMAIN-3101 | MJ | CEDARDALE SOUTH 1ST ADDITION IMPROVEMENTS | 2004 | Jordan Rd | Second St | Northern Oak Dr | 196.6394 | PVC | 8 |  | 75 | 160 | 31462.2961 | 3146.2296 | 5191.2789 | 39799.8046 | 55 |  | Potable | 1 | 1 | 1 | 1 | 2011-11-08 15:17 | BAXTER\todd.deboer | 143 | FIT-936 | V-1374 | 1MJ08-1NJ33 | {517205B3-21A7-4E2D-88B7-81BAF9D05011}
1926 | wMAIN-3102 | MJ | CEDARDALE SOUTH 1ST ADDITION IMPROVEMENTS | 2004 | Second St | Jordan Rd | None | 3.8033 | PVC | 8 |  | 75 | 160 | 608.531 | 60.8531 | 100.4076 | 769.7918 | 55 |  | Potable | 1 | 1 | 1 | 1 | 2011-11-08 15:17 | BAXTER\todd.deboer | 143 | FIT-936 | V-1376 | 1MJ08-1MJ09 | {64DA6735-3BF0-4C44-88FB-60A6E7F3ED7F}
1927 | wMAIN-3103 | MJ | CEDARDALE SOUTH 1ST ADDITION IMPROVEMENTS | 2004 | Second St | Jordan Rd | Cedardale Ln | 3.803 | PVC | 8 |  | 75 | 160 | 608.4857 | 60.8486 | 100.4001 | 769.7344 | 55 |  | Potable | 1 | 1 | 1 | 1 | 2011-11-08 15:17 | BAXTER\todd.deboer | 143 | V-1375 | FIT-936 | 1MJ07-1MJ08 | {44F10917-D1D6-4F96-B411-D5192A96FEB8}
1928 | wMAIN-3104 | MJ | CEDARDALE SOUTH 1ST ADDITION IMPROVEMENTS | 2004 | Second St | Jordan Rd | None | 8.1663 | PVC | 8 |  | 75 | 160 | 1306.6092 | 130.6609 | 215.5905 | 1652.8606 | 55 |  | Potable | 1 | 1 | 1 | 1 | 2011-11-08 15:17 | BAXTER\todd.deboer | 143 | FIT-935 | V-1377 | 1MJ04-1MJ05 | {EB8EBB0F-FE86-490F-9D78-E74EB0162130}
1929 | wMAIN-3105 | MJ | CEDARDALE SOUTH 1ST ADDITION IMPROVEMENTS | 2004 | Second St | Jordan Rd | Cedardale Ln | 134.7666 | PVC | 8 |  | 75 | 160 | 21562.664 | 2156.2664 | 3557.8396 | 27276.7699 | 55 |  | Potable | 1 | 1 | 1 | 1 | 2011-11-08 15:17 | BAXTER\todd.deboer | 143 | FIT-934 | FIT-935 | 1MJ01-1MJ04 | {58A90C10-9100-4680-BF6A-03EBF5F7CD2F}
1930 | wMAIN-3108 | MI | 1990 SOUTHDALE IMPROVEMENTS | 1991 | Second St | Jordan Rd | Cedardale Ln | 44.3194 | PVC | 8 |  | 75 | 160 | 7091.097 | 709.1097 | 1170.031 | 8970.2377 | 42 |  | Potable | 1 | 1 | 1 | 1 | 2011-11-08 15:17 | BAXTER\todd.deboer | 265 | V-1030 | V-1379 | 1MI43-1MI45 | {9AA25597-E420-4182-BCCB-9632155C887B}
1931 | wMAIN-3109 | MI | CEDARDALE SOUTH 1ST ADDITION IMPROVEMENTS | 2004 | Second St | Jordan Rd | Cedardale Ln | 3.6817 | PVC | 8 |  | 75 | 160 | 589.0788 | 58.9079 | 97.198 | 745.1847 | 55 |  | Potable | 1 | 1 | 1 | 1 | 2011-11-08 15:17 | BAXTER\todd.deboer | 143 | V-1379 | FIT-1838 | 1MI45-1MI44 | {F28D8EDE-C1D5-4385-9067-80C075EEF676}
1932 | wMAIN-3110 | NJ | CEDARDALE SOUTH IMPROVEMENTS | 2000 | Jordan Rd | Second St | Northern Oak Dr | 5.1031 | PVC | 8 |  | 75 | 160 | 816.5028 | 81.6503 | 134.723 | 1032.876 | 51 |  | Potable | 1 | 1 | 1 | 1 | 2011-11-08 15:17 | BAXTER\todd.deboer | 144 | FIT-1152 | V-1374 | 1NJ30-1NJ33 | {0C2AA320-EE8C-44D2-85E3-60978249BA71}
1933 | wMAIN-3111 | NJ | CEDARDALE SOUTH IMPROVEMENTS | 2000 | Jordan Rd | Second St | Northern Oak Dr | 164.2716 | PVC | 8 |  | 75 | 160 | 26283.4508 | 2628.3451 | 4336.7694 | 33248.5653 | 51 |  | Potable | 1 | 1 | 1 | 1 | 2011-11-08 15:17 | BAXTER\todd.deboer | 144 | FIT-1153 | FIT-1152 | 1NJ26-1NJ30 | {A29F3679-B652-4A07-853B-F74ECF63EFF0}
1934 | wMAIN-3112 | MC | 2003 COTTAGE GROVE DRIVE UTILITY EXTENSIONS | 2004 | Cottage Grove Dr | Clearwater Rd | None | 16.9999 | PVC | 6 |  | 75 | 140 | 2379.9878 | 237.9988 | 392.698 | 3010.6846 | 55 |  | Potable | 1 | 1 | 1 | 1 | 2011-11-08 15:17 | BAXTER\todd.deboer | 154 | FIT-937 | FIT-538 | 1MC25-1MC28 | {F64B58B1-9534-4021-BD1B-7162D3A673C8}
1935 | wMAIN-3116 | CG | GREENWOOD ROAD WATERMAIN EXTENSION PROJECT | 2001 | Greenwood Rd | Cypress Estates | College Rd | 134.0688 | PVC | 6 |  | 75 | 140 | 18769.6327 | 1876.9633 | 3096.9894 | 23743.5853 | 52 |  | Potable | 1 | 1 | 1 | 1 | 2011-11-08 15:17 | BAXTER\todd.deboer | 189 | FIT-1672 | FIT-1673 | 1CG38-1CG41 | {34A18760-A242-4808-8B4A-0A2709340436}
1936 | wMAIN-3117 | CG | CYPRESS ESTATES IMPROVEMENTS | 1996 | Greenwood Rd | Cypress Estates | College Rd | 30.6687 | PVC | 6 |  | 75 | 140 | 4293.617 | 429.3617 | 708.4468 | 5431.4255 | 47 |  | Potable | 1 | 1 | 1 | 1 | 2021-03-16 14:40 | BAXTER\tdeboer | 160 | wVLV-1370 | wFIT-1672 | 1CG37-1CG38 | {A8E5DB82-CF41-4E13-BA1F-79819DC55106}
1937 | wMAIN-3120 | CG | CYPRESS ESTATES IMPROVEMENTS | 1996 | Greenwood Rd | Cypress Estates | College Rd | 42 | PVC | 6 |  | 75 | 140 | 5879.9976 | 587.9998 | 970.1996 | 7438.197 | 47 |  | Potable | 1 | 1 | 1 | 1 | 2021-03-16 14:40 | BAXTER\tdeboer | 160 | wFIT-25 | wVLV-1371 | 1CG33-1CG36 | {75F082E5-0577-4597-906D-6213BF06B478}
1938 | wMAIN-3125 | CG | GREENWOOD SOUTH SEWER AND WATER IMPROVEMENTS | 1994 | Greenwood Rd | Cypress Estates | College Rd | 20.1304 | PVC | 6 |  | 75 | 140 | 2818.2579 | 281.8258 | 465.0125 | 3565.0962 | 45 |  | Potable | 1 | 1 | 1 | 1 | 2021-03-16 14:39 | BAXTER\tdeboer | 120 | wVLV-420 | wFIT-22 | 1CG26-1CG27 | {498946D7-A987-4B0B-9AF6-653F1C7EAE53}
1939 | wMAIN-3126 | CG | GREENWOOD ROAD WATERMAIN EXTENSION PROJECT | 2001 | Cypress Estates | College Rd | None | 213.6773 | PVC | 6 |  | 75 | 140 | 29914.8266 | 2991.4827 | 4935.9464 | 37842.2557 | 52 |  | Potable | 1 | 1 | 1 | 1 | 2011-11-08 15:17 | BAXTER\todd.deboer | 189 | FIT-1673 | FIT-1911 | 1CG41-1CG12 | {08CAFEC6-094D-4476-8588-1EBAC074AB79}
1940 | wMAIN-3127 | EB | BEST BUY SITE IMPROVEMENTS | 2002 | Best Buy | None | None | 24.1805 | PVC | 8 |  | 75 | 160 | 3868.8768 | 386.8877 | 638.3647 | 4894.1292 | 53 |  | Potable | 1 | 1 | 1 | 1 | 2011-11-08 15:17 | BAXTER\todd.deboer | 131 | V-1273 | FIT-299 | 1EB29-1EB30 | {CF47114E-377E-49BB-A10A-EA17C6F39C00}
1941 | wMAIN-3128 | EB | BEST BUY SITE IMPROVEMENTS | 2002 | Best Buy | None | None | 2.7523 | PVC | 8 |  | 75 | 160 | 440.3687 | 44.0369 | 72.6608 | 557.0664 | 53 |  | Potable | 1 | 1 | 1 | 1 | 2011-11-08 15:17 | BAXTER\todd.deboer | 131 | FIT-1004 | V-1273 | 1EB26-1EB29 | {DE7D9375-B5AF-4BBC-9F71-550D2B43385B}
1942 | wMAIN-3131 | EB | BEST BUY SITE IMPROVEMENTS | 2002 | Best Buy | None | None | 3.9455 | PVC | 8 |  | 75 | 160 | 631.28 | 63.128 | 104.1612 | 798.5692 | 53 |  | Potable | 1 | 1 | 1 | 1 | 2011-11-08 15:17 | BAXTER\todd.deboer | 131 | FIT-1003 | V-1270 | 1EB24-1EB25 | {B86F42D3-C27C-4D4B-AA91-3C0B97819BC0}
1943 | wMAIN-3133 | EC | WAL-MART STORE, SITE DEVELOPEMENT PLANS | 1990 | Jersey Mike's Subs | Edgewood Dr | None | 4.6597 | PVC | 8 |  | 75 | 160 | 745.557 | 74.5557 | 123.0169 | 943.1296 | 41 |  | Potable | 1 | 1 | 1 | 1 | 2011-11-08 15:17 | BAXTER\todd.deboer |  | FIT-187 | V-1352 | 1EC19-1EC18 | {62872297-0F2B-411B-8D36-9D394B8CA3DA}
1944 | wMAIN-3134 | EC | WAL-MART STORE, SITE DEVELOPEMENT PLANS | 1990 | Gander Outdoors | None | None | 4.8629 | PVC | 8 |  | 75 | 160 | 778.0662 | 77.8066 | 128.3809 | 984.2537 | 41 |  | Potable | 1 | 1 | 1 | 1 | 2011-11-08 15:17 | BAXTER\todd.deboer |  |  |  | 1EC30-1EC31 | {F1016A7B-032C-42FF-AC0F-39D9BFC5A539}
1945 | wMAIN-3135 | EC | WAL-MART STORE, SITE DEVELOPEMENT PLANS | 1990 | Gander Outdoors | None | None | 20.0002 | PVC | 8 |  | 75 | 160 | 3200.0243 | 320.0024 | 528.004 | 4048.0308 | 41 |  | Potable | 1 | 1 | 1 | 1 | 2011-11-08 15:17 | BAXTER\todd.deboer |  | V-1336 |  | 1EC29-1EC30 | {F7D1972F-081B-48D1-9C7C-A1B006FBB534}
1946 | wMAIN-3138 | EC | WAL-MART STORE, SITE DEVELOPEMENT PLANS | 1990 | Gander Outdoors | None | None | 345.7162 | PVC | 8 |  | 75 | 160 | 55314.5965 | 5531.4596 | 9126.9084 | 69972.9645 | 41 |  | Potable | 1 | 1 | 1 | 1 | 2021-03-12 09:58 | BAXTER\tdeboer |  | wVLV-1340 | wFIT-959 | 1EC25-1EC26 | {4465CE28-0039-46A2-B056-AA8D86CCC802}
1947 | wMAIN-3139 | EC | WAL-MART STORE, SITE DEVELOPEMENT PLANS | 1990 | Wal-mart Store | None | None | 3.3244 | PVC | 8 |  | 75 | 160 | 531.9075 | 53.1908 | 87.7647 | 672.863 | 41 |  | Potable | 1 | 1 | 1 | 1 | 2011-11-08 15:17 | BAXTER\todd.deboer |  | FIT-958 | V-1340 | 1EC20-1EC25 | {8CF24143-4A87-42FA-B00B-1CEB8B026D8A}
1948 | wMAIN-3140 | EC | WAL-MART STORE, SITE DEVELOPEMENT PLANS | 1990 | Gander Outdoors | None | None | 147.272 | PVC | 8 |  | 75 | 160 | 23563.5186 | 2356.3519 | 3887.9806 | 29807.8511 | 41 |  | Potable | 1 | 1 | 1 | 1 | 2011-11-08 15:17 | BAXTER\todd.deboer |  | FIT-959 | V-1336 | 1EC26-1EC29 | {60D38FC3-A7A9-46A9-92A6-6E99487E8174}
1949 | wMAIN-3143 | EC | WAL-MART STORE, SITE DEVELOPEMENT PLANS | 1990 | Gander Outdoors | None | None | 45.0831 | PVC | 8 |  | 75 | 160 | 7213.2997 | 721.33 | 1190.1944 | 9124.8241 | 41 |  | Potable | 1 | 1 | 1 | 1 | 2011-11-08 15:17 | BAXTER\todd.deboer |  | V-1341 | FIT-958 | 1EC21-1EC20 | {69B4894F-B591-444C-A09E-B1D9265AB201}
1950 | wMAIN-3144 | EC | WAL-MART STORE, SITE DEVELOPEMENT PLANS | 1990 | Wal-mart Store | None | None | 2.9216 | PVC | 8 |  | 75 | 160 | 467.4583 | 46.7458 | 77.1306 | 591.3348 | 41 |  | Potable | 1 | 1 | 1 | 1 | 2011-11-08 15:17 | BAXTER\todd.deboer |  | FIT-955 | V-1341 | 1EC22-1EC21 | {8A555AFE-0C44-4EF3-BCF9-91A9E64A2DBE}
1951 | wMAIN-3145 | ED | WAL-MART STORE, SITE DEVELOPEMENT PLANS | 1990 | Gander Outdoors | None | None | 69.0001 | PVC | 8 |  | 75 | 160 | 11040.0223 | 1104.0022 | 1821.6037 | 13965.6283 | 41 |  | Potable | 1 | 1 | 1 | 1 | 2011-11-08 15:17 | BAXTER\todd.deboer |  | FIT-954 | FIT-955 | 1ED43-1EC22 | {60D52FBE-F1B1-4D92-A962-FD5A8AC69DAD}
1952 | wMAIN-3146 | ED | WAL-MART STORE, SITE DEVELOPEMENT PLANS | 1990 | Wal-mart Store | None | None | 3.1421 | PVC | 8 |  | 75 | 160 | 502.7384 | 50.2738 | 82.9518 | 635.9641 | 41 |  | Potable | 1 | 1 | 1 | 1 | 2011-11-08 15:17 | BAXTER\todd.deboer |  | V-1342 | FIT-954 | 1ED42-1ED43 | {5B92737F-EFC6-4F39-9F96-D588C391B966}
1953 | wMAIN-3147 | ED | WAL-MART STORE, SITE DEVELOPEMENT PLANS | 1990 | Gander Outdoors | None | None | 348.8251 | PVC | 8 |  | 75 | 160 | 55812.0192 | 5581.2019 | 9208.9832 | 70602.2043 | 41 |  | Potable | 1 | 1 | 1 | 1 | 2011-11-08 15:17 | BAXTER\todd.deboer |  | FIT-956 | V-1342 | 1ED39-1ED42 | {47D4574D-9622-411C-97B5-A063DBA7022D}
1954 | wMAIN-3148 | ED | WAL-MART STORE, SITE DEVELOPEMENT PLANS | 1990 | Gander Outdoors | None | None | 3.4003 | PVC | 8 |  | 75 | 160 | 544.0507 | 54.4051 | 89.7684 | 688.2242 | 41 |  | Potable | 1 | 1 | 1 | 1 | 2011-11-08 15:17 | BAXTER\todd.deboer |  | V-1345 | FIT-956 | 1ED38-1ED39 | {CC5C3099-BF4D-43EC-83D1-D3C218129C82}
1955 | wMAIN-3149 | ED | WAL-MART STORE, SITE DEVELOPEMENT PLANS | 1990 | Gander Outdoors | None | None | 112.5958 | PVC | 8 |  | 75 | 160 | 18015.3207 | 1801.5321 | 2972.5279 | 22789.3807 | 41 |  | Potable | 1 | 1 | 1 | 1 | 2011-11-08 15:17 | BAXTER\todd.deboer |  | FIT-957 | V-1345 | 1ED35-1ED38 | {C8697E8A-2BC9-47DD-92CF-CD53D605E7F2}
1956 | wMAIN-3152 | ED | COUNTRY MARKET SITE IMPROVEMENTS | 1990 | Cub Foods | None | None | 0.99985 | PVC | 6 |  | 75 | 140 | 139.9792 | 13.9979 | 23.0966 | 177.0737 | 41 |  | Potable | 1 | 1 | 1 | 1 | 2011-11-08 15:17 | BAXTER\todd.deboer |  | FIT-946 |  | 1ED25-1ED26 | {0C32F78C-9729-4AAE-9DD9-72F8FB237738}
1957 | wMAIN-3155 | FH | 1999 ISLE AND GLORY ROAD IMPROVEMENTS | 1999 | Wal-mart | Isle Dr | None | 4.4022 | PVC | 8 |  | 75 | 160 | 704.3507 | 70.4351 | 116.2179 | 891.0037 | 50 |  | Potable | 1 | 1 | 1 | 1 | 2011-11-08 15:17 | BAXTER\todd.deboer | 181 | FIT-1328 | V-811 | 1FH15-1FH16 | {EA2ED5D7-9555-485A-B520-F747D41B0922}
1958 | wMAIN-3157 | FG | 2000 GLORY ROAD IMPROVEMENTS | 2000 | Glory Rd | Falcon Dr | RiverStone Professional Centre | 2.8285 | PVC | 8 |  | 75 | 160 | 452.562 | 45.2562 | 74.6727 | 572.491 | 51 |  | Potable | 1 | 1 | 1 | 1 | 2011-11-08 15:17 | BAXTER\todd.deboer | 185 |  | FIT-1456 | 1FG08-1FG09 | {608B0FDC-CF3C-417C-BE78-5419681E64F9}
1959 | wMAIN-3158 | AD | K-MART SITE IMPROVEMENTS | 1978 | Westgate Mall | None | None | 28.9624 | DIP | 8 |  | 75 | 160 | 4633.9915 | 463.3992 | 764.6086 | 5861.9993 | 29 |  | Potable | 1 | 1 | 1 | 1 | 2011-11-08 15:17 | BAXTER\todd.deboer | 291 | FIT-944 | V-1358 | 1AD46-1AD49 | {43C0F6B4-FD1B-4A16-8D13-E99503A5EC3E}
1960 | wMAIN-3162 | AD | BAXTER MOVIES 10 SITE IMPROVEMENTS | 1996 | Lakees 12 Theatre | None | None | 2.7255 | PVC | 8 |  | 75 | 160 | 436.0732 | 43.6073 | 71.9521 | 551.6326 | 47 |  | Potable | 1 | 1 | 1 | 1 | 2011-11-08 15:17 | BAXTER\todd.deboer | 121 | FIT-324 | FIT-316 | 1AD30-1AD65 | {1A93D537-DB2C-430C-B105-A81DDB2FBA39}
1961 | wMAIN-3169 | ED | COUNTRY MARKET SITE IMPROVEMENTS | 1990 | Cub Foods | None | None | 24.6693 | PVC | 8 |  | 75 | 160 | 3947.0884 | 394.7088 | 651.2696 | 4993.0668 | 41 |  | Potable | 1 | 1 | 1 | 1 | 2019-08-06 09:20 | BAXTER\Todd.DeBoer |  | wFIT-951 | wFIT-952 | 1ED23-1ED28 | {46C83971-537A-4C5B-ADE1-A68637D24B70}
1962 | wMAIN-3170 | ED | COUNTRY MARKET SITE IMPROVEMENTS | 1990 | Cub Foods | None | None | 283.4564 | PVC | 8 |  | 75 | 160 | 45353.028 | 4535.3028 | 7483.2496 | 57371.5805 | 41 |  | Potable | 1 | 1 | 1 | 1 | 2019-08-06 09:19 | BAXTER\Todd.DeBoer |  | wFIT-952 | wFIT-953 | 1ED28-1ED31 | {8236D6C5-6D95-4A1E-9C14-86BDBAFF38B3}
1963 | wMAIN-3171 | ED | COUNTRY MARKET SITE IMPROVEMENTS | 1990 | Cub Foods | None | None | 53.8618 | PVC | 8 |  | 75 | 160 | 8617.882 | 861.7882 | 1421.9505 | 10901.6208 | 41 |  | Potable | 1 | 1 | 1 | 1 | 2011-11-08 15:17 | BAXTER\todd.deboer |  | FIT-953 | V-1353 | 1ED31-1ED34 | {8F5F0FCC-2A56-4BB3-A073-719EA93E02DE}
1964 | wMAIN-3172 | ED | COUNTRY MARKET SITE IMPROVEMENTS | 1990 | Edgewood Dr | Cub Foods | Excelsior Rd | 15.7823 | PVC | 8 |  | 75 | 160 | 2525.165 | 252.5165 | 416.6522 | 3194.3337 | 41 |  | Potable | 1 | 1 | 1 | 1 | 2019-08-06 09:27 | BAXTER\Todd.DeBoer |  | wFIT-949 | wVLV-1350 | 1ED21-1ED22 | {A4F961A3-6D2B-4079-A248-CE894F5E3195}
1965 | wMAIN-3173 | ED | COUNTRY MARKET SITE IMPROVEMENTS | 1990 | Cub Foods | None | None | 2.0651 | PVC | 8 |  | 75 | 160 | 330.4086 | 33.0409 | 54.5174 | 417.9668 | 41 |  | Potable | 1 | 1 | 1 | 1 | 2019-08-06 09:20 | BAXTER\Todd.DeBoer |  | wFIT-951 | wVLV-1348 | 1ED23-1ED24 | {64292950-D019-4A8E-A632-F819A6A6CD07}
1966 | wMAIN-3175 | ED | WAL-MART STORE, SITE DEVELOPEMENT PLANS | 1990 | Wal-mart Store | None | None | 3.0682 | PVC | 8 |  | 75 | 160 | 490.9142 | 49.0914 | 81.0008 | 621.0065 | 41 |  | Potable | 1 | 1 | 1 | 1 | 2011-11-08 15:17 | BAXTER\todd.deboer |  | FIT-954 | V-1343 | 1ED43-1ED44 | {CD1BE42F-9DA7-4D9F-8530-A9D35B4BE86D}
1967 | wMAIN-3178 | EC | WAL-MART STORE, SITE DEVELOPEMENT PLANS | 1990 | Gander Outdoors | None | None | 5.4353 | PVC | 8 |  | 75 | 160 | 869.648 | 86.9648 | 143.4919 | 1100.1047 | 41 |  | Potable | 1 | 1 | 1 | 1 | 2011-11-08 15:17 | BAXTER\todd.deboer |  |  | FIT-540 | 1EC30-1EC32 | {9A9EAEF9-6256-4E4C-A0B9-A1DC7A0D7063}
1968 | wMAIN-3179 | EC | WAL-MART STORE, SITE DEVELOPEMENT PLANS | 1990 | Gander Outdoors | None | None | 4.9997 | PVC | 8 |  | 75 | 160 | 799.958 | 79.9958 | 131.9931 | 1011.9469 | 41 |  | Potable | 1 | 1 | 1 | 1 | 2011-11-08 15:17 | BAXTER\todd.deboer |  |  | FIT-541 | 1EC30-1EC33 | {3CAD6DCD-485D-4D1C-AFA5-226E8D1C0125}
1969 | wMAIN-3180 | EC | WAL-MART STORE, SITE DEVELOPEMENT PLANS | 1990 | Gander Outdoors | None | None | 364.6497 | PVC | 8 |  | 75 | 160 | 58343.9448 | 5834.3945 | 9626.7509 | 73805.0901 | 41 |  | Potable | 1 | 1 | 1 | 1 | 2018-08-03 14:53 | BAXTER\Todd.DeBoer |  |  | wFIT-958 | 1EC20-1EC19 | {11C2F19A-34C8-4DB4-A652-01B7641F0D28}
1970 | wMAIN-3181 | DB | TARGET SITE IMPROVEMENTS | 1990 | Target | None | None | 14.4839 | PVC | 6 |  | 75 | 140 | 2027.7481 | 202.7748 | 334.5784 | 2565.1013 | 41 |  | Potable | 1 | 1 | 1 | 1 | 2011-11-08 15:17 | BAXTER\todd.deboer | 270 | FIT-1019 |  | 1DB25-1DB26 | {A5D043FC-995B-4ADF-A0D2-7714F2FCA2A8}
1971 | wMAIN-3186 | EY | MN 371, FRONTAGE ROADS AND WHISPERING WOODS LANE UTILITY IMPROVEMENTS | 2002 | Edgewood Dr | Edgewood Dr | Slumberland Furniture | 5.3088 | PVC | 8 |  | 75 | 160 | 849.402 | 84.9402 | 140.1513 | 1074.4935 | 53 |  | Potable | 1 | 1 | 1 | 1 | 2011-11-08 15:17 | BAXTER\todd.deboer | 164 | FIT-963 |  | 1EY01-1EY02 | {003AEF13-E4AF-44A3-91AB-EC9B088D1504}
1972 | wMAIN-3187 | EZ | MN 371, FRONTAGE ROADS AND WHISPERING WOODS LANE UTILITY IMPROVEMENTS | 2002 | Edgewood Dr | Edgewood Dr | Slumberland Furniture | 53.9399 | PVC | 10 |  | 75 | 180 | 9709.1791 | 970.9179 | 1602.0146 | 12282.1116 | 53 |  | Potable | 1 | 1 | 1 | 1 | 2011-11-08 15:17 | BAXTER\todd.deboer | 164 | V-1306 | FIT-964 | 1EZ31-1EZ32 | {98E4175C-ED27-470A-945A-0614528934EC}
1973 | wMAIN-3190 | EZ | MN 371, FRONTAGE ROADS AND WHISPERING WOODS LANE UTILITY IMPROVEMENTS | 2002 | Slumberland Furniture | Edgewood Dr | None | 1.8112 | PVC | 8 |  | 75 | 160 | 289.7881 | 28.9788 | 47.815 | 366.582 | 53 |  | Potable | 1 | 1 | 1 | 1 | 2011-11-08 15:17 | BAXTER\todd.deboer | 164 | FIT-966 | V-1331 | 1EZ22-1EZ23 | {56D9B02A-1808-449D-9D44-EED01BBCFE78}
1974 | wMAIN-3193 | EZ | MN 371, FRONTAGE ROADS AND WHISPERING WOODS LANE UTILITY IMPROVEMENTS | 2002 | Grizzly's Center | Edgewood Dr | None | 3.8606 | PVC | 8 |  | 75 | 160 | 617.7039 | 61.7704 | 101.9212 | 781.3955 | 53 |  | Potable | 1 | 1 | 1 | 1 | 2011-11-08 15:17 | BAXTER\todd.deboer | 164 | FIT-967 | V-1329 | 1EZ19-1EZ20 | {E092868C-1CEF-45BF-A31D-99BC651BE030}
1975 | wMAIN-3194 | EZ | MN 371, FRONTAGE ROADS AND WHISPERING WOODS LANE UTILITY IMPROVEMENTS | 2002 | Edgewood Dr | None | None | 58.2712 | PVC | 10 |  | 75 | 180 | 10488.8106 | 1048.8811 | 1730.6538 | 13268.3454 | 53 |  | Potable | 1 | 1 | 1 | 1 | 2011-11-08 15:17 | BAXTER\todd.deboer | 164 | V-1325 | FIT-970 | 1EZ09-1EZ10 | {241511C9-AFBE-4EE4-8E0F-5D5BCD5269A2}
1976 | wMAIN-3195 | EZ | MN 371, FRONTAGE ROADS AND WHISPERING WOODS LANE UTILITY IMPROVEMENTS | 2002 | Edgewood Dr | None | None | 3.0971 | PVC | 6 |  | 75 | 140 | 433.5947 | 43.3595 | 71.5431 | 548.4973 | 53 |  | Potable | 1 | 1 | 1 | 1 | 2011-11-08 15:17 | BAXTER\todd.deboer | 164 |  | HYD-587 | 1EZ07-1EZ08 | {FE8F9874-8F49-4EB7-B335-D545557BF9F4}
1977 | wMAIN-3196 | EZ | MN 371, FRONTAGE ROADS AND WHISPERING WOODS LANE UTILITY IMPROVEMENTS | 2002 | Edgewood Dr | Grizzly's Center | Grizzly's Center | 218.6575 | PVC | 10 |  | 75 | 180 | 39358.3414 | 3935.8341 | 6494.1263 | 49788.3019 | 53 |  | Potable | 1 | 1 | 1 | 1 | 2011-11-08 15:17 | BAXTER\todd.deboer | 164 | FIT-970 | FIT-968 | 1EZ10-1EZ13 | {91F3B614-2A09-4D97-9AAD-239F894F0B50}
1978 | wMAIN-3197 | EZ | MN 371, FRONTAGE ROADS AND WHISPERING WOODS LANE UTILITY IMPROVEMENTS | 2002 | T-Mobile | Edgewood Dr | None | 27.5145 | PVC | 8 |  | 75 | 160 | 4402.3275 | 440.2327 | 726.384 | 5568.9442 | 53 |  | Potable | 1 | 1 | 1 | 1 | 2011-11-08 15:17 | BAXTER\todd.deboer | 164 | V-1326 | FIT-1827 | 1EZ11-1EZ12 | {098B7793-0BA5-4778-93EF-DA902F3D9980}
1979 | wMAIN-3198 | EZ | MN 371, FRONTAGE ROADS AND WHISPERING WOODS LANE UTILITY IMPROVEMENTS | 2002 | T-Mobile | Edgewood Dr | None | 3.6139 | PVC | 8 |  | 75 | 160 | 578.2237 | 57.8224 | 95.4069 | 731.4529 | 53 |  | Potable | 1 | 1 | 1 | 1 | 2011-11-08 15:17 | BAXTER\todd.deboer | 164 | FIT-970 | V-1326 | 1EZ10-1EZ11 | {DA5210DC-88E3-4CF4-8946-AF9A59B83D61}
1980 | wMAIN-3199 | EZ | MN 371, FRONTAGE ROADS AND WHISPERING WOODS LANE UTILITY IMPROVEMENTS | 2002 | Grizzly's Center | Edgewood Dr | None | 9.3792 | PVC | 8 |  | 75 | 160 | 1500.666 | 150.0666 | 247.6099 | 1898.3425 | 53 |  | Potable | 1 | 1 | 1 | 1 | 2011-11-08 15:17 | BAXTER\todd.deboer | 164 | FIT-969 | FIT-363 | 1EZ15-1EZ18 | {F134F6B3-595D-4A05-801E-EE9AD5338321}
1981 | wMAIN-3200 | EZ | MN 371, FRONTAGE ROADS AND WHISPERING WOODS LANE UTILITY IMPROVEMENTS | 2002 | Grizzly's Center | Edgewood Dr | None | 2.543 | PVC | 8 |  | 75 | 160 | 406.8755 | 40.6875 | 67.1345 | 514.6975 | 53 |  | Potable | 1 | 1 | 1 | 1 | 2011-11-08 15:17 | BAXTER\todd.deboer | 164 | FIT-968 |  | 1EZ13-1EZ14 | {2CEFB12B-8C1B-4300-9991-70A06E992749}
1982 | wMAIN-3201 | EZ | MN 371, FRONTAGE ROADS AND WHISPERING WOODS LANE UTILITY IMPROVEMENTS | 2002 | Grizzly's Center | Edgewood Dr | None | 7.0383 | PVC | 8 |  | 75 | 160 | 1126.1277 | 112.6128 | 185.8111 | 1424.5515 | 53 |  | Potable | 1 | 1 | 1 | 1 | 2011-11-08 15:17 | BAXTER\todd.deboer | 164 |  | FIT-969 | 1EZ14-1EZ15 | {F5F149C2-E673-4AA5-8F88-977C7EF735B0}
1983 | wMAIN-3204 | DY | MN 371, FRONTAGE ROADS AND WHISPERING WOODS LANE UTILITY IMPROVEMENTS | 2002 | Whispering Woods Ln | Mertens Dr | Pearl Dr | 19.8549 | PVC | 10 |  | 75 | 180 | 3573.882 | 357.3882 | 589.6905 | 4520.9608 | 53 |  | Potable | 1 | 1 | 1 | 1 | 2011-11-08 15:17 | BAXTER\todd.deboer | 164 | FIT-981 | FIT-544 | 1DY02-1DY01 | {D93A486C-7EA9-4354-9E1C-7D88AB8CB7BE}
1984 | wMAIN-3205 | OH | 2004 MEREDITH, NORWAY AND LANCER AREA UTILITY AND ROADWAY IMPROVEMENTS | 2004 | Lancer Dr | Lancer Pl | Fairview Dr | 2.5982 | PVC | 8 |  | 75 | 160 | 415.7116 | 41.5712 | 68.5924 | 525.8752 | 55 |  | Potable | 1 | 1 | 1 | 1 | 2011-11-08 15:17 | BAXTER\todd.deboer | 237 | V-1442 | FIT-892 | 1OH11-1OH12 | {15AC61FE-A39A-4003-B065-1D9674A2655C}
1985 | wMAIN-3206 | OH | 2004 MEREDITH, NORWAY AND LANCER AREA UTILITY AND ROADWAY IMPROVEMENTS | 2004 | Lancer Pl | Lancer Dr | None | 3.5132 | PVC | 8 |  | 75 | 160 | 562.1184 | 56.2118 | 92.7495 | 711.0797 | 55 |  | Potable | 1 | 1 | 1 | 1 | 2011-11-08 15:17 | BAXTER\todd.deboer | 237 | FIT-892 | V-1441 | 1OH12-1OH13 | {9CF37505-E9A8-4159-8338-DC885AA3802D}
1986 | wMAIN-3207 | OH | 2004 MEREDITH, NORWAY AND LANCER AREA UTILITY AND ROADWAY IMPROVEMENTS | 2004 | Lancer Dr | Lancer Pl | Fairview Dr | 210.2613 | PVC | 8 |  | 75 | 160 | 33641.8157 | 3364.1816 | 5550.8996 | 42556.8968 | 55 |  | Potable | 1 | 1 | 1 | 1 | 2011-11-08 15:17 | BAXTER\todd.deboer | 237 | FIT-892 | FIT-891 | 1OH12-1OH17 | {9949F8A9-504A-4146-985E-9586A5A7E3E4}
1987 | wMAIN-3208 | OH | 2004 MEREDITH, NORWAY AND LANCER AREA UTILITY AND ROADWAY IMPROVEMENTS | 2004 | Lancer Dr | Lancer Pl | Fairview Rd | 2.3459 | PVC | 8 |  | 75 | 160 | 375.3389 | 37.5339 | 61.9309 | 474.8037 | 55 |  | Potable | 1 | 1 | 1 | 1 | 2011-11-08 15:17 | BAXTER\todd.deboer | 237 | FIT-891 | FIT-528 | 1OH17-1OH18 | {CE9E2F5A-573F-462B-9D15-3EA991CB952B}
1988 | wMAIN-3215 | OG | 2004 MEREDITH, NORWAY AND LANCER AREA UTILITY AND ROADWAY IMPROVEMENTS | 2004 | Honeysuckle Way | Shaddowwood Dr | Oak St | 267.8613 | PVC | 8 |  | 75 | 160 | 42857.8053 | 4285.7805 | 7071.5379 | 54215.1237 | 55 |  | Potable | 1 | 1 | 1 | 1 | 2011-11-08 15:17 | BAXTER\todd.deboer | 237 | FIT-884 | V-1456 | 1OG29-1OG28 | {555338F4-B9B2-46DC-B823-B182944F0EA7}
1989 | wMAIN-3218 | OG | WEDGEWOOD AND OAK STREET IMPROVEMENTS | 1992 | Shadowwood Dr | Honeysuckle Way | Oak St | 6.6294 | PVC | 8 |  | 75 | 160 | 1060.7025 | 106.0702 | 175.0159 | 1341.7887 | 43 |  | Potable | 1 | 1 | 1 | 1 | 2011-11-08 15:17 | BAXTER\todd.deboer | 289 | FIT-1650 | FIT-380 | 1OG12-1OG18 | {CFC1525E-7881-456E-B21D-123EA3681F9A}
1990 | wMAIN-3219 | OG | 2004 MEREDITH, NORWAY AND LANCER AREA UTILITY AND ROADWAY IMPROVEMENTS | 2004 | Shaddowwood Dr | Honeysuckle Way | Oak St | 425.8145 | PVC | 6 |  | 75 | 140 | 59614.031 | 5961.4031 | 9836.3151 | 75411.7492 | 55 |  | Potable | 1 | 1 | 1 | 1 | 2011-11-08 15:17 | BAXTER\todd.deboer | 237 | FIT-380 | FIT-883 | 1OG18-1OG19 | {1E4FC3AC-5DBA-4284-99E2-B47B1567A61B}
1991 | wMAIN-3222 | OG | 2004 MEREDITH, NORWAY AND LANCER AREA UTILITY AND ROADWAY IMPROVEMENTS | 2004 | Honeysuckle Way | Shaddowwood Dr | Oak St | 2.5447 | PVC | 6 |  | 75 | 140 | 356.2621 | 35.6262 | 58.7832 | 450.6715 | 55 |  | Potable | 1 | 1 | 1 | 1 | 2011-11-08 15:17 | BAXTER\todd.deboer | 237 | V-1455 | FIT-881 | 1OG25-1OG26 | {0F3A9BD0-4588-41B3-B384-2C879B3335AA}
1992 | wMAIN-3223 | OG | 2004 MEREDITH, NORWAY AND LANCER AREA UTILITY AND ROADWAY IMPROVEMENTS | 2004 | Honeysuckle Way | Shaddowwood Dr | Oak St | 4.1058 | PVC | 8 |  | 75 | 160 | 656.9352 | 65.6935 | 108.3943 | 831.0231 | 55 |  | Potable | 1 | 1 | 1 | 1 | 2011-11-08 15:17 | BAXTER\todd.deboer | 237 | V-1456 | FIT-881 | 1OG28-1OG26 | {FB840452-0407-4DFB-8E24-A06E10567186}
1993 | wMAIN-3224 | OG | 2004 MEREDITH, NORWAY AND LANCER AREA UTILITY AND ROADWAY IMPROVEMENTS | 2004 | Honeysuckle Way | Shaddowwood Dr | Oak St | 3.0388 | PVC | 8 |  | 75 | 160 | 486.2079 | 48.6208 | 80.2243 | 615.053 | 55 |  | Potable | 1 | 1 | 1 | 1 | 2011-11-08 15:17 | BAXTER\todd.deboer | 237 | FIT-881 | V-1454 | 1OG26-1OG27 | {22FEEC0A-48FA-4E9B-8E6A-2B690614262A}
1994 | wMAIN-3225 | OG | 2004 MEREDITH, NORWAY AND LANCER AREA UTILITY AND ROADWAY IMPROVEMENTS | 2004 | Honeysuckle Way | Shadowwood Dr | Oak St | 314.9018 | PVC | 8 |  | 75 | 160 | 50384.2908 | 5038.4291 | 8313.408 | 63736.1278 | 55 |  | Potable | 1 | 1 | 1 | 1 | 2011-11-08 15:17 | BAXTER\todd.deboer | 237 | V-1454 |  | 1OG27-1OF12 | {D78640B2-5316-416E-A213-814E9825D502}
1995 | wMAIN-3226 | OG | WEDGEWOOD AND OAK STREET IMPROVEMENTS | 1992 | Honeysuckle Way | Shaddowwood Dr | Oak St | 25.9641 | PVC | 8 |  | 75 | 160 | 4154.2523 | 415.4252 | 685.4516 | 5255.1291 | 43 |  | Potable | 1 | 1 | 1 | 1 | 2011-11-08 15:17 | BAXTER\todd.deboer | 289 | V-377 | FIT-1652 | 1OG03-1OG04 | {1FC9A575-D2A4-4A60-B8F5-1E03B527BC86}
1996 | wMAIN-3227 | OG | WEDGEWOOD AND OAK STREET IMPROVEMENTS | 1992 | Oak St | Honeysuckle Way | Memorywood Dr | 475.6035 | PVC | 10 |  | 75 | 180 | 85608.6312 | 8560.8631 | 14125.4241 | 108294.9184 | 43 | CONNECTED TO EXISTING | Potable | 1 | 1 | 1 | 1 | 2011-11-08 15:17 | BAXTER\todd.deboer | 289 | V-373 | FIT-1653 | 1OG01-1OG02 | {EE5DE321-E127-4ED2-98E4-8B6F1FECF070}
1997 | wMAIN-3228 | OG | WEDGEWOOD AND OAK STREET IMPROVEMENTS | 1992 | Oak St | Shaddowwood Dr | Honeysuckle Way | 476.9083 | PVC | 10 |  | 75 | 180 | 85843.4907 | 8584.3491 | 14164.176 | 108592.0158 | 43 |  | Potable | 1 | 1 | 1 | 1 | 2011-11-08 15:17 | BAXTER\todd.deboer | 289 | V-378 | V-375 | 1OG08-1OG09 | {D85865FD-B673-462B-BF5D-DD762A1AC490}
1998 | wMAIN-3229 | OG | WEDGEWOOD AND OAK STREET IMPROVEMENTS | 1992 | Honeysuckle Way | Shaddowwood Dr | Oak St | 2.6182 | PVC | 10 |  | 75 | 180 | 471.2684 | 47.1268 | 77.7593 | 596.1545 | 43 |  | Potable | 1 | 1 | 1 | 1 | 2011-11-08 15:17 | BAXTER\todd.deboer | 289 | FIT-1653 | V-378 | 1OG02-1OG08 | {3B2A8684-659C-4A82-8A33-96B78CBB8D9F}
1999 | wMAIN-3230 | OG | WEDGEWOOD AND OAK STREET IMPROVEMENTS | 1992 | Honeysuckle Way | Shaddowwood Dr | Oak St | 2.6828 | PVC | 8 |  | 75 | 160 | 429.2417 | 42.9242 | 70.8249 | 542.9907 | 43 |  | Potable | 1 | 1 | 1 | 1 | 2011-11-08 15:17 | BAXTER\todd.deboer | 289 | FIT-1653 | V-377 | 1OG02-1OG03 | {254B1C7A-BDC0-4284-AA34-8019ABBF9F08}
2000 | wMAIN-3235 | AD | WESTPORT MALL SITE IMPROVEMENTS | 1985 | Conservation Dr | Westport Shopping Center | Fairview Rd | 3.4603 | PVC | 10 |  | 75 | 180 | 622.8602 | 62.286 | 102.7719 | 787.9181 | 36 |  | Potable | 1 | 1 | 1 | 1 | 2011-11-08 15:17 | BAXTER\todd.deboer |  | FIT-886 | V-1449 | 1AD59-1AD58 | {50E7865F-FAE5-4AC9-9BDF-2B9D6CB9C030}
2001 | wMAIN-3236 | OG | WEDGEWOOD AND OAK STREET IMPROVEMENTS | 1992 | Oak St | Shaddowwood Dr | Honeysuckle Way | 555.9635 | PVC | 10 |  | 75 | 180 | 100073.4222 | 10007.3422 | 16512.1147 | 126592.8791 | 43 |  | Potable | 1 | 1 | 1 | 1 | 2011-11-08 15:17 | BAXTER\todd.deboer | 289 | FIT-1651 | FIT-1649 | 1OG10-1PG01 | {88ABF0D4-2BC1-4088-925F-5251FE2891B7}
2002 | wMAIN-3237 | PG | WEDGEWOOD AND OAK STREET IMPROVEMENTS | 1992 | Oak St | Shaddowwood Dr | Honeysuckle Way | 5.8162 | PVC | 10 |  | 75 | 180 | 1046.9219 | 104.6922 | 172.7421 | 1324.3563 | 43 |  | Potable | 1 | 1 | 1 | 1 | 2011-11-08 15:17 | BAXTER\todd.deboer | 289 | FIT-1649 | V-379 | 1PG01-1PG04 | {8B198690-847F-4DDA-8124-8A1682EE64BA}
2003 | wMAIN-3242 | CF | 1981 UTILITY IMPROVEMENTS | 1981 | Industrial Park Rd | Dogwood Dr | None | 440.3005 | PVC | 12 |  | 75 | 200 | 88060.0942 | 8806.0094 | 14529.9155 | 111396.0192 | 32 |  | Potable | 1 | 1 | 1 | 1 | 2021-03-17 09:32 | BAXTER\tdeboer | 102 | wFIT-895 | wVLV-1845 | 1CF24-1CF05 | {084A30D1-8DBD-4537-AFA8-650BEF59FB60}
2004 | wMAIN-3243 | CF | 1981 UTILITY IMPROVEMENTS | 1981 | Industrial Park Rd | Dogwood Dr | None | 118.9869 | PVC | 12 |  | 75 | 200 | 23797.3731 | 2379.7373 | 3926.5666 | 30103.677 | 32 |  | Potable | 1 | 1 | 1 | 1 | 2021-03-17 09:11 | BAXTER\tdeboer | 102 | wFIT-1686 | wFIT-895 | 1CF06-1CF24 | {1B2B71D3-07B7-4B0A-8290-918C653016E4}
2005 | wMAIN-3244 | CF | 1988 INDUSTRIAL PARK IMPROVEMENTS | 1989 | Industrial Park Rd | Dogwood Dr | None | 6.3209 | PVC | 12 |  | 75 | 200 | 1264.1737 | 126.4174 | 208.5887 | 1599.1798 | 40 |  | Potable | 1 | 1 | 1 | 1 | 2021-03-17 09:11 | BAXTER\tdeboer | 104 | wFIT-1686 | wVLV-482 | 1CF06-1DF15 | {C4F5345F-CF0F-47E0-B136-CD1EB4372171}
2006 | wMAIN-3248 | PF | 2003 KNOLLWOOD DRIVE EXTENSION, BRONSON ROAD, MICHELLE CIRCLE AREA AND EXCELSIOR ROAD IMPROVEMENTS | 2004 | Meredith Dr | Michelle Cir | Norway Dr | 3.4062 | PVC | 8 |  | 75 | 160 | 544.9935 | 54.4994 | 89.9239 | 689.4168 | 55 |  | Potable | 1 | 1 | 1 | 1 | 2011-11-08 15:17 | BAXTER\todd.deboer | 225 | FIT-1102 | V-1412 | 1PG06-1PG07 | {F35D8349-2322-43B9-B329-12C10A0A6512}
2007 | wMAIN-3249 | PF | 2003 KNOLLWOOD DRIVE EXTENSION, BRONSON ROAD, MICHELLE CIRCLE AREA AND EXCELSIOR ROAD IMPROVEMENTS | 2004 | Michelle Cir | Michelle Cir | Norway Dr | 242.407 | PVC | 8 |  | 75 | 160 | 38785.1274 | 3878.5127 | 6399.546 | 49063.1862 | 55 |  | Potable | 1 | 1 | 1 | 1 | 2011-11-08 15:17 | BAXTER\todd.deboer |  | V-1123 | FIT-1102 | 1PF48-1PG06 | {AB42BB10-5E04-4E33-85D1-766EC7F6813C}
2008 | wMAIN-3252 | BH | 2003 BERRYWOOD DRIVE IMPROVEMENTS | 2004 | Berrywood Dr | Hinckley Ct | Heriatge Church | 22.5188 | PVC | 10 |  | 75 | 180 | 4053.3825 | 405.3383 | 668.8081 | 5127.5289 | 55 |  | Potable | 1 | 1 | 1 | 1 | 2011-11-08 15:17 | BAXTER\todd.deboer | 130 | FIT-1687 | FIT-1688 | 1BH55-1BH58 | {2300AB78-6773-4FEF-A956-A133F5E1C14B}
2009 | wMAIN-3253 | BH | 2003 BERRYWOOD DRIVE IMPROVEMENTS | 2004 | Berrywood Dr | Hinckley Ct | Heriatge Church | 43.3822 | PVC | 8 |  | 75 | 160 | 6941.1497 | 694.115 | 1145.2897 | 8780.5543 | 55 |  | Potable | 1 | 1 | 1 | 1 | 2011-11-08 15:17 | BAXTER\todd.deboer | 130 | FIT-1688 | FIT-532 | 1BH58-1BH59 | {275719DA-922A-46DB-9543-A88F66BEB9C9}
2010 | wMAIN-3254 | BH | 2003 BERRYWOOD DRIVE IMPROVEMENTS | 2004 | Berrywood Dr | Hinckley Ct | Heriatge Church | 294.8982 | PVC | 10 |  | 75 | 180 | 53081.6802 | 5308.168 | 8758.4772 | 67148.3255 | 55 |  | Potable | 1 | 1 | 1 | 1 | 2011-11-08 15:17 | BAXTER\todd.deboer | 130 | FIT-1688 | FIT-160 | 1BH58-1BH60 | {801F470B-086F-4C6F-9B13-E4BE28A14350}
2011 | wMAIN-3257 | BH | 2003 BERRYWOOD DRIVE IMPROVEMENTS | 2004 | Heritage Church | None | None | 7.3431 | PVC | 6 |  | 75 | 140 | 1028.0317 | 102.8032 | 169.6252 | 1300.4602 | 55 |  | Potable | 1 | 1 | 1 | 1 | 2011-11-08 15:17 | BAXTER\todd.deboer | 130 | V-1409 |  | 1BH65-STUB | {A5EA1908-3F0F-49B1-B3B8-A3BE56EB722C}
2012 | wMAIN-3258 | BH | 2003 BERRYWOOD DRIVE IMPROVEMENTS | 2004 | Heritage Church | None | None | 1.8121 | PVC | 6 |  | 75 | 140 | 253.697 | 25.3697 | 41.86 | 320.9268 | 55 |  | Potable | 1 | 1 | 1 | 1 | 2011-11-08 15:17 | BAXTER\todd.deboer | 130 | FIT-917 | V-1409 | 1BH64-1BH65 | {EADD790D-61B2-4F91-A5E7-2C0FECF825EB}
2013 | wMAIN-3259 | BH | 2003 BERRYWOOD DRIVE IMPROVEMENTS | 2004 | Heritage Church | None | None | 28.9936 | PVC | 8 |  | 75 | 160 | 4638.9778 | 463.8978 | 765.4313 | 5868.307 | 55 |  | Potable | 1 | 1 | 1 | 1 | 2011-11-08 15:17 | BAXTER\todd.deboer | 130 | FIT-916 | FIT-917 | 1BH62-1BH64 | {FB7730B7-92BB-4E5F-8E2E-33F91455D30C}
2014 | wMAIN-3260 | BH | 2003 BERRYWOOD DRIVE IMPROVEMENTS | 2004 | Heritage Church | None | None | 17.7249 | PVC | 8 |  | 75 | 160 | 2835.9795 | 283.5979 | 467.9366 | 3587.514 | 55 |  | Potable | 1 | 1 | 1 | 1 | 2011-11-08 15:17 | BAXTER\todd.deboer | 130 | V-1408 |  | 1BH63-STUB | {6DD2B235-B8FB-43F9-9346-2DDCA31A1420}
2015 | wMAIN-3261 | BH | 2003 BERRYWOOD DRIVE IMPROVEMENTS | 2004 | Heritage Church | None | None | 3.2652 | PVC | 8 |  | 75 | 160 | 522.4392 | 52.2439 | 86.2025 | 660.8856 | 55 |  | Potable | 1 | 1 | 1 | 1 | 2011-11-08 15:17 | BAXTER\todd.deboer | 130 | FIT-916 | V-1408 | 1BH62-1BH63 | {76C68368-10BF-444B-9986-627B028E870C}
2016 | wMAIN-3262 | BH | 2003 BERRYWOOD DRIVE IMPROVEMENTS | 2004 | Heritage Church | Berrywood Dr | None | 342.7974 | PVC | 8 |  | 75 | 160 | 54847.5824 | 5484.7582 | 9049.8511 | 69382.1917 | 55 |  | Potable | 1 | 1 | 1 | 1 | 2011-11-08 15:17 | BAXTER\todd.deboer | 130 | V-1406 | FIT-916 | 1BH61-1BH62 | {56ABB4C0-B26D-490C-AEA0-F48A7E0CFF2D}
2017 | wMAIN-3263 | BH | 2003 BERRYWOOD DRIVE IMPROVEMENTS | 2004 | Heriatge Church | Berrywood Dr | None | 2.67 | PVC | 8 |  | 75 | 160 | 427.1969 | 42.7197 | 70.4875 | 540.404 | 55 |  | Potable | 1 | 1 | 1 | 1 | 2011-11-08 15:17 | BAXTER\todd.deboer | 130 | FIT-160 | V-1406 | 1BH60-1BH61 | {5D671DD9-7AE8-476C-8331-7F06C1B968DA}
2018 | wMAIN-3264 | BG | 2003 BERRYWOOD DRIVE IMPROVEMENTS | 2004 | Berrywood Dr | Heriatge Church | College Rd | 169.316 | PVC | 10 |  | 75 | 180 | 30476.887 | 3047.6887 | 5028.6864 | 38553.262 | 55 |  | Potable | 1 | 1 | 1 | 1 | 2011-11-08 15:17 | BAXTER\todd.deboer | 130 | FIT-160 | FIT-919 | 1BG63-1BH60 | {10D984F0-8ABC-4B72-9600-0DF98B2CC681}
2019 | wMAIN-3267 | BG | 2003 BERRYWOOD DRIVE IMPROVEMENTS | 2004 | Berrywood Apartments | Berrywood Dr | None | 12.021 | PVC | 8 |  | 75 | 160 | 1923.3674 | 192.3367 | 317.3556 | 2433.0597 | 55 |  | Potable | 1 | 1 | 1 | 1 | 2011-11-08 15:17 | BAXTER\todd.deboer |  | V-1403 | FIT-918 | 1BG64-1BG65 | {DEDAFBD2-579D-4AF3-A6E3-495E55631F9D}
2020 | wMAIN-3268 | BG | 2003 BERRYWOOD DRIVE IMPROVEMENTS | 2004 | Berrywood Apartments | Berrywood Dr | None | 3.766 | PVC | 8 |  | 75 | 160 | 602.5642 | 60.2564 | 99.4231 | 762.2437 | 55 |  | Potable | 1 | 1 | 1 | 1 | 2011-11-08 15:17 | BAXTER\todd.deboer | 130 | FIT-919 | V-1403 | 1BG63-1BG64 | {1C0AB385-9208-44C9-A24F-B4AA9EF3D81C}
2021 | wMAIN-3269 | BG | 2003 BERRYWOOD DRIVE IMPROVEMENTS | 2004 | Berrywood Dr | Heriatge Church | College Rd | 233.5345 | PVC | 10 |  | 75 | 180 | 42036.217 | 4203.6217 | 6935.9758 | 53175.8145 | 55 |  | Potable | 1 | 1 | 1 | 1 | 2015-05-14 10:10 | BAXTER\todd.deboer | 130 | wFIT-384 | wFIT-919 | 1BG62-1BG63 | {560FC29D-8F27-412E-A449-4A766D525B98}
2022 | wMAIN-3271 | BG | 2003 BERRYWOOD DRIVE IMPROVEMENTS | 2004 | Berrywood Dr | Heritage Church | College Rd | 2.2482 | PVC | 12 |  | 75 | 200 | 449.6366 | 44.9637 | 74.19 | 568.7903 | 55 |  | Potable | 1 | 1 | 1 | 1 | 2011-11-08 15:17 | BAXTER\todd.deboer | 130 | FIT-1835 | FIT-384 | 1BG35-1BG61 | {9135B366-294C-40E2-BFED-4C8632B8A019}
2023 | wMAIN-3272 | BG | 1999 COLLEGE ROAD IMPROVEMENTS | 2001 | Berrywood Dr | Heritage Church | College Rd | 97.8396 | PVC | 12 |  | 75 | 200 | 19567.9229 | 1956.7923 | 3228.7073 | 24753.4225 | 52 |  | Potable | 1 | 1 | 1 | 1 | 2011-11-08 15:17 | BAXTER\todd.deboer | 153 | V-750 | FIT-1835 | 1BG34-1BG35 | {C3FD11DF-BAE1-465A-AA50-D7AAAE645D5A}
2024 | wMAIN-3273 | BG | 1999 COLLEGE ROAD IMPROVEMENTS | 2001 | Heritage Church | College Rd | None | 109.6596 | PVC | 6 |  | 75 | 140 | 15352.3438 | 1535.2344 | 2533.1367 | 19420.7149 | 52 |  | Potable | 1 | 1 | 1 | 1 | 2011-11-08 15:17 | BAXTER\todd.deboer | 153 | V-747 | FIT-1836 | 1BG45-1BG46 | {E40AD6BF-543A-40E8-BA55-38F59620CD21}
2025 | wMAIN-3274 | BG | 2003 BERRYWOOD DRIVE IMPROVEMENTS | 2004 | Heritage Church | None | None | 2.0073 | PVC | 6 |  | 75 | 140 | 281.019 | 28.1019 | 46.3681 | 355.4891 | 55 |  | Potable | 1 | 1 | 1 | 1 | 2011-11-08 15:17 | BAXTER\todd.deboer | 130 |  |  | 1BG69-1BG46 | {DDA40ACC-3AD2-45E2-AB3D-E243204A8106}
2026 | wMAIN-3275 | FX | AUDUBON WAY STREET AND UTILITY IMPROVEMENTS | 2004 | Holiday Inn Express Hotel & Suites | None | None | 4.9999 | PVC | 8 |  | 75 | 160 | 799.9881 | 79.9988 | 131.998 | 1011.985 | 55 |  | Potable | 1 | 1 | 1 | 1 | 2011-11-08 15:17 | BAXTER\todd.deboer | 118 | FIT-923 | FIT-1931 | 1FX01-1FX04 | {B1DE757B-758C-4522-B32B-F101172B0ED3}
2027 | wMAIN-3276 | FW | AUDUBON WAY STREET AND UTILITY IMPROVEMENTS | 2004 | Audubon Way | State Hwy 371 | None | 2.6643 | PVC | 6 |  | 75 | 140 | 373.0059 | 37.3006 | 61.546 | 471.8524 | 55 |  | Potable | 1 | 1 | 1 | 1 | 2011-11-08 15:17 | BAXTER\todd.deboer | 118 | FIT-385 | V-1386 | 1FW26-1FW27 | {1C8238FD-E5B6-4FEA-B466-A5BAF388843D}
2028 | wMAIN-3277 | FW | AUDUBON WAY STREET AND UTILITY IMPROVEMENTS | 2004 | Audubon Way | State Hwy 371 | None | 3.4264 | PVC | 8 |  | 75 | 160 | 548.2296 | 54.823 | 90.4579 | 693.5105 | 55 |  | Potable | 1 | 1 | 1 | 1 | 2011-11-08 15:17 | BAXTER\todd.deboer | 118 | FIT-1947 | FIT-385 | 1FW25-1FW26 | {8B5CF280-CCF1-444C-B9F9-FEE9ADCFA3F3}
2029 | wMAIN-3281 | EW | AUDUBON WAY STREET AND UTILITY IMPROVEMENTS | 2004 | Audubon Way | None | None | 2.1014 | PVC | 12 |  | 75 | 200 | 420.28 | 42.028 | 69.3462 | 531.6542 | 55 |  | Potable | 1 | 1 | 1 | 1 | 2011-11-08 15:17 | BAXTER\todd.deboer | 118 | V-1400 | FIT-533 | 1FW12-1FW13 | {861E2A49-A74A-426F-B495-904591D86A9A}
2030 | wMAIN-3284 | EW | AUDUBON WAY STREET AND UTILITY IMPROVEMENTS | 2004 | Audubon Way | None | None | 2.5587 | PVC | 12 |  | 75 | 200 | 511.7486 | 51.1749 | 84.4385 | 647.3619 | 55 |  | Potable | 1 | 1 | 1 | 1 | 2011-11-08 15:17 | BAXTER\todd.deboer | 118 | FIT-920 | V-1400 | 1FW09-1FW12 | {2BA68D2E-FC9F-46C4-AECE-3EA9C5138C64}
2031 | wMAIN-3285 | FW | AUDUBON WAY STREET AND UTILITY IMPROVEMENTS | 2004 | Audubon Way | None | None | 4.2224 | PVC | 12 |  | 75 | 200 | 844.4824 | 84.4482 | 139.3396 | 1068.2702 | 55 |  | Potable | 1 | 1 | 1 | 1 | 2011-11-08 15:17 | BAXTER\todd.deboer | 118 | FIT-922 | V-1399 | 1FW07-1FW08 | {D5F0C560-4A31-4DF0-8DDA-C06AA34328F9}
2032 | wMAIN-3288 | FW | AUDUBON WAY STREET AND UTILITY IMPROVEMENTS | 2004 | Audubon Way | Holiday Inn Express Hotel & Suites | None | 39.9165 | PVC | 6 |  | 75 | 140 | 5588.3085 | 558.8308 | 922.0709 | 7069.2102 | 55 |  | Potable | 1 | 1 | 1 | 1 | 2011-11-08 15:17 | BAXTER\todd.deboer | 118 | FIT-921 | V-1397 | 1FW04-1FW03 | {4CF0D776-F555-423F-B3EF-7C3FEE382AAF}
2033 | wMAIN-3289 | FW | AUDUBON WAY STREET AND UTILITY IMPROVEMENTS | 2004 | Audubon Way | State Hwy 371 | Holiday Inn Express Hotel & Suites | 56.5195 | PVC | 8 |  | 75 | 160 | 9043.1269 | 904.3127 | 1492.1159 | 11439.5555 | 55 |  | Potable | 1 | 1 | 1 | 1 | 2011-11-08 15:17 | BAXTER\todd.deboer | 118 | V-1398 | FIT-921 | 1FW05-1FW04 | {CF23C9B7-2D48-424A-8AAB-9F84768100FD}
2034 | wMAIN-3290 | FW | AUDUBON WAY STREET AND UTILITY IMPROVEMENTS | 2004 | Audubon Way | State Hwy 371 | Holiday Inn Express Hotel & Suites | 2.2469 | PVC | 8 |  | 75 | 160 | 359.5039 | 35.9504 | 59.3182 | 454.7725 | 55 |  | Potable | 1 | 1 | 1 | 1 | 2011-11-08 15:17 | BAXTER\todd.deboer | 118 |  | V-1398 | 1FW06-1FW05 | {94B85DFD-ACD4-4742-8E9C-50D13DA8D5C0}
2035 | wMAIN-3291 | FW | AUDUBON WAY STREET AND UTILITY IMPROVEMENTS | 2004 | Audubon Way | State Hwy 371 | Holiday Inn Express Hotel & Suites | 2.9633 | PVC | 12 |  | 75 | 200 | 592.6658 | 59.2666 | 97.7899 | 749.7222 | 55 |  | Potable | 1 | 1 | 1 | 1 | 2011-11-08 15:17 | BAXTER\todd.deboer | 118 | FIT-922 |  | 1FW07-1FW06 | {6F9CB889-D103-4124-B615-656FD15A9EA7}
2036 | wMAIN-3295 | FW | AUDUBON WAY STREET AND UTILITY IMPROVEMENTS | 2004 | Audubon Way | State Hwy 371 | Holiday Inn Express Hotel & Suites | 1.935 | PVC | 12 |  | 75 | 200 | 386.9995 | 38.7 | 63.8549 | 489.5544 | 55 |  | Potable | 1 | 1 | 1 | 1 | 2011-11-08 15:17 | BAXTER\todd.deboer | 118 | V-1390 | FIT-926 | 1FW18-1FW17 | {ECDD16EB-2647-4FC7-B957-28AD38676D0D}
2037 | wMAIN-3296 | FW | AUDUBON WAY STREET AND UTILITY IMPROVEMENTS | 2004 | Audubon Way | State Hwy 371 | Holiday Inn Express Hotel & Suites | 2.9181 | PVC | 12 |  | 75 | 200 | 583.6218 | 58.3622 | 96.2976 | 738.2816 | 55 |  | Potable | 1 | 1 | 1 | 1 | 2011-11-08 15:17 | BAXTER\todd.deboer | 118 | FIT-926 | FIT-387 | 1FW18-1FW23 | {290DFB4E-2686-44FB-BA80-33DF1579544C}
2038 | wMAIN-3297 | FW | AUDUBON WAY STREET AND UTILITY IMPROVEMENTS | 2004 | Audubon Way | State Hwy 371 | Holiday Inn Express Hotel & Suites | 2.9157 | PVC | 8 |  | 75 | 160 | 466.5188 | 46.6519 | 76.9756 | 590.1462 | 55 |  | Potable | 1 | 1 | 1 | 1 | 2011-11-08 15:17 | BAXTER\todd.deboer | 118 | FIT-387 | V-1391 | 1FW23-1FW24 | {D8AC8A86-79AF-4B43-AA27-3005360A4913}
2039 | wMAIN-3298 | FW | AUDUBON WAY STREET AND UTILITY IMPROVEMENTS | 2004 | Audubon Way | State Hwy 371 | Holiday Inn Express Hotel & Suites | 253.4661 | PVC | 8 |  | 75 | 160 | 40554.5812 | 4055.4581 | 6691.5059 | 51301.5452 | 55 |  | Potable | 1 | 1 | 1 | 1 | 2011-11-08 15:17 | BAXTER\todd.deboer | 118 | V-1391 | FIT-1947 | 1FW24-1FW25 | {68AE643D-1894-4A75-BAF7-195C2004FA3B}
2040 | wMAIN-3299 | FW | AUDUBON WAY STREET AND UTILITY IMPROVEMENTS | 2004 | Audubon Way | State Hwy 371 | None | 5.8901 | PVC | 8 |  | 75 | 160 | 942.4134 | 94.2413 | 155.4982 | 1192.1529 | 55 |  | Potable | 1 | 1 | 1 | 1 | 2011-11-08 15:17 | BAXTER\todd.deboer | 118 | FIT-927 | FIT-534 | 1FW29-1FW32 | {3744E595-C7D1-4714-A550-5D15B14FD21A}
2043 | wMAIN-3304 | FW | AUDUBON WAY STREET AND UTILITY IMPROVEMENTS | 2004 | Audubon Way | State Hwy 371 | None | 15 | PVC | 6 |  | 75 | 140 | 2100.0035 | 210.0004 | 346.5006 | 2656.5044 | 55 |  | Potable | 1 | 1 | 1 | 1 | 2011-11-08 15:17 | BAXTER\todd.deboer | 118 | V-1386 | FIT-535 | 1FW27-1FW28 | {1EC25347-7859-44C0-84E4-13B194175CBD}
2044 | wMAIN-3305 | FW | AUDUBON WAY STREET AND UTILITY IMPROVEMENTS | 2004 | Audubon Way | State Hwy 371 | None | 2.8473 | PVC | 8 |  | 75 | 160 | 455.5672 | 45.5567 | 75.1686 | 576.2925 | 55 |  | Potable | 1 | 1 | 1 | 1 | 2011-11-08 15:17 | BAXTER\todd.deboer | 118 | FIT-1947 | V-1387 | 1FW25-1FW33 | {E0E6557C-E3A9-421D-A425-C5076937885F}
2045 | wMAIN-3306 | FW | AUDUBON WAY STREET AND UTILITY IMPROVEMENTS | 2004 | Salvage Sisters | None | None | 44.1948 | PVC | 8 |  | 75 | 160 | 7071.1643 | 707.1164 | 1166.7421 | 8945.0229 | 55 |  | Potable | 1 | 1 | 1 | 1 | 2011-11-08 15:17 | BAXTER\todd.deboer | 118 | V-1387 | FIT-928 | 1FW33-1FW34 | {2738E5CE-9970-48A2-AF35-F841C0608BA5}
2046 | wMAIN-3309 | FW | REED'S SITE IMPROVEMENTS | 2004 | Salvage Sisters | None | None | 150.8182 | PVC | 8 |  | 75 | 160 | 24130.9164 | 2413.0916 | 3981.6012 | 30525.6093 | 55 |  | Potable | 1 | 1 | 1 | 1 | 2011-11-08 15:17 | BAXTER\todd.deboer | 261 | FIT-928 | FIT-929 | 1FW34-1FW37 | {4D486986-90D4-4A90-8803-29A6C0C834A3}
2047 | wMAIN-3311 | FW | REED'S SITE IMPROVEMENTS | 2004 | Salvage Sisters | None | None | 8.6045 | PVC | 6 |  | 75 | 140 | 1204.6235 | 120.4623 | 198.7629 | 1523.8487 | 55 |  | Potable | 1 | 1 | 1 | 1 | 2011-11-08 15:17 | BAXTER\todd.deboer | 261 | FIT-929 | V-1384 | 1FW37-1FW38 | {49C21A6F-D111-45C7-A5E8-34EE04BCD316}
2048 | wMAIN-3312 | FW | REED'S SITE IMPROVEMENTS | 2004 | Salvage Sisters | None | None | 203.6302 | PVC | 8 |  | 75 | 160 | 32580.8347 | 3258.0835 | 5375.8377 | 41214.7559 | 55 |  | Potable | 1 | 1 | 1 | 1 | 2011-11-08 15:17 | BAXTER\todd.deboer | 261 | FIT-929 | FIT-931 | 1FW37-1FW41 | {7300E582-67B0-4789-B22A-F7A094A18C05}
2049 | wMAIN-3313 | FW | REED'S SITE IMPROVEMENTS | 2004 | Salvage Sisters | None | None | 2.2379 | PVC | 6 |  | 75 | 140 | 313.3054 | 31.3305 | 51.6954 | 396.3314 | 55 |  | Potable | 1 | 1 | 1 | 1 | 2011-11-08 15:17 | BAXTER\todd.deboer | 261 | FIT-931 | V-1382 | 1FW41-1FW42 | {28B96163-26A2-403F-A1C8-60668716EB30}
2050 | wMAIN-3314 | FW | REED'S SITE IMPROVEMENTS | 2004 | Salvage Sisters | None | None | 43.8104 | PVC | 8 |  | 75 | 160 | 7009.6604 | 700.966 | 1156.594 | 8867.2204 | 55 |  | Potable | 1 | 1 | 1 | 1 | 2012-12-03 11:25 | BAXTER\todd.deboer | 261 | wFIT-931 | wFIT-930 | 1FW41-1FW43 | {1578FBA9-1B47-4039-BBF9-28BB07040FF7}
2051 | wMAIN-3317 | CE | 1977 MUNICIPAL WATER SYSTEMS CONSTRUCTION | 1977 | Fairview Rd | Golf Course Dr | AmericInn | 5.9226 | DIP | 8 |  | 75 | 160 | 947.6233 | 94.7623 | 156.3578 | 1198.7434 | 28 |  | Potable | 1 | 1 | 1 | 1 | 2013-05-22 13:43 | BAXTER\todd.deboer | 100 | wFIT-1041 | wVLV-1477 | 1CE07-1CE10 | {9ED56CC2-7E3D-45D8-BC29-387FBE721320}
2052 | wMAIN-3319 | KL | 2003 KNOLLWOOD DRIVE EXTENSION, BRONSON ROAD/MICHELLE CIRCLE AREA AND EXCELSIOR ROAD IMPROVEMENTS | 2004 | Mapleton Rd | Knollwood Dr | Forestview Middle School | 548.6299 | PVC | 12 |  | 75 | 200 | 109725.988 | 10972.5988 | 18104.788 | 138803.3748 | 55 |  | Potable | 1 | 1 | 1 | 1 | 2011-11-08 15:17 | BAXTER\todd.deboer | 225 | FIT-1070 | V-1168 | 1KL22-1KL23 | {EEA0E812-9B0C-45EC-B9D8-FE3AFE48FA78}
2053 | wMAIN-3320 | KL | 2003 KNOLLWOOD DRIVE EXTENSION, BRONSON ROAD/MICHELLE CIRCLE AREA AND EXCELSIOR ROAD IMPROVEMENTS | 2004 | Mapleton Rd | Knollwood Dr | Forestview Middle School | 595.219 | PVC | 12 |  | 75 | 200 | 119043.7907 | 11904.3791 | 19642.2255 | 150590.3952 | 55 |  | Potable | 1 | 1 | 1 | 1 | 2011-11-08 15:17 | BAXTER\todd.deboer | 225 | FIT-1069 | FIT-1070 | 1KL21-1KL22 | {9D30D902-7742-48FF-BD5A-A73B231F2023}
2054 | wMAIN-3321 | KL | 2003 KNOLLWOOD DRIVE EXTENSION, BRONSON ROAD/MICHELLE CIRCLE AREA AND EXCELSIOR ROAD IMPROVEMENTS | 2004 | Mapleton Rd | Knollwood Dr | Forestview Middle School | 63.095 | PVC | 12 |  | 75 | 200 | 12619.0012 | 1261.9001 | 2082.1352 | 15963.0365 | 55 |  | Potable | 1 | 1 | 1 | 1 | 2011-11-08 15:17 | BAXTER\todd.deboer | 225 | V-1138 | FIT-1069 | 1KL20-1KL21 | {8EFB8DFE-9D89-4CC2-8A48-AF8E8F5F147B}
2055 | wMAIN-3323 | KK | 2003 KNOLLWOOD DRIVE EXTENSION, BRONSON ROAD/MICHELLE CIRCLE AREA AND EXCELSIOR ROAD IMPROVEMENTS | 2004 | Forestview Middle School | None | None | 2.8837 | PVC | 8 |  | 75 | 160 | 461.3868 | 46.1387 | 76.1288 | 583.6543 | 55 |  | Potable | 1 | 1 | 1 | 1 | 2011-11-08 15:17 | BAXTER\todd.deboer | 225 | FIT-1054 |  | 1KK13-1KK14 | {EB1503A0-73D2-434D-866E-91C6D334A2B2}
2056 | wMAIN-3326 | KL | 2003 KNOLLWOOD DRIVE EXTENSION, BRONSON ROAD/MICHELLE CIRCLE AREA AND EXCELSIOR ROAD IMPROVEMENTS | 2004 | Forestview Middle School | None | None | 99.3049 | PVC | 8 |  | 75 | 160 | 15888.7824 | 1588.8782 | 2621.6491 | 20099.3098 | 55 |  | Potable | 1 | 1 | 1 | 1 | 2011-11-08 15:17 | BAXTER\todd.deboer | 225 | FIT-1075 | FIT-704 | 1KL27-1KL30 | {7C8391EC-22BC-4825-9CC9-1361B3F6A044}
2057 | wMAIN-3328 | KL | 2003 KNOLLWOOD DRIVE EXTENSION, BRONSON ROAD/MICHELLE CIRCLE AREA AND EXCELSIOR ROAD IMPROVEMENTS | 2004 | Forestview Middle School | None | None | 2.5046 | PVC | 6 |  | 75 | 140 | 350.6441 | 35.0644 | 57.8563 | 443.5648 | 55 |  | Potable | 1 | 1 | 1 | 1 | 2011-11-08 15:17 | BAXTER\todd.deboer | 225 | FIT-704 | V-1672 | 1KL30-1KL31 | {27922D74-D0CB-46D9-A6B2-D076A99CAA0B}
2058 | wMAIN-3329 | KL | 2003 KNOLLWOOD DRIVE EXTENSION, BRONSON ROAD/MICHELLE CIRCLE AREA AND EXCELSIOR ROAD IMPROVEMENTS | 2004 | Forestview Middle School | None | None | 206.0329 | PVC | 8 |  | 75 | 160 | 32965.2613 | 3296.5261 | 5439.2681 | 41701.0556 | 55 |  | Potable | 1 | 1 | 1 | 1 | 2011-11-08 15:17 | BAXTER\todd.deboer | 225 |  | FIT-1052 | 1KL39-1KL32 | {796728F1-0E78-42C6-8B8D-0F235F99618E}
2059 | wMAIN-3330 | KL | 2003 KNOLLWOOD DRIVE EXTENSION, BRONSON ROAD/MICHELLE CIRCLE AREA AND EXCELSIOR ROAD IMPROVEMENTS | 2004 | Forestview Middle School | None | None | 198.3089 | PVC | 8 |  | 75 | 160 | 31729.4162 | 3172.9416 | 5235.3537 | 40137.7115 | 55 |  | Potable | 1 | 1 | 1 | 1 | 2011-11-08 15:17 | BAXTER\todd.deboer | 225 |  | FIT-1076 | 1KL34-1KL35 | {E5C88D7C-1656-42EA-A5CB-216F41CB0389}
2060 | wMAIN-3331 | KL | 2003 KNOLLWOOD DRIVE EXTENSION, BRONSON ROAD/MICHELLE CIRCLE AREA AND EXCELSIOR ROAD IMPROVEMENTS | 2004 | Forestview Middle School | None | None | 4.1237 | PVC | 8 |  | 75 | 160 | 659.7981 | 65.9798 | 108.8667 | 834.6446 | 55 |  | Potable | 1 | 1 | 1 | 1 | 2011-11-08 15:17 | BAXTER\todd.deboer | 225 | V-1165 | FIT-1052 | 1KL33-1KL32 | {7B39BD32-0C10-4020-91DB-9E3FF28DDCB2}
2061 | wMAIN-3334 | KL | 2003 KNOLLWOOD DRIVE EXTENSION, BRONSON ROAD/MICHELLE CIRCLE AREA AND EXCELSIOR ROAD IMPROVEMENTS | 2004 | Forestview Middle School | None | None | 1.9981 | PVC | 6 |  | 75 | 140 | 279.7389 | 27.9739 | 46.1569 | 353.8697 | 55 |  | Potable | 1 | 1 | 1 | 1 | 2011-11-08 15:17 | BAXTER\todd.deboer | 225 | FIT-1076 | FIT-558 | 1KL35-1KL36 | {59419EFD-E816-407F-8EC6-7DD1BA8323F5}
2062 | wMAIN-3336 | KL | 2003 KNOLLWOOD DRIVE EXTENSION, BRONSON ROAD/MICHELLE CIRCLE AREA AND EXCELSIOR ROAD IMPROVEMENTS | 2004 | Mapleton Rd | Joshua Tree Cir | Knollwood Dr | 3.4581 | PVC | 12 |  | 75 | 200 | 691.6101 | 69.161 | 114.1157 | 874.8867 | 55 |  | Potable | 1 | 1 | 1 | 1 | 2011-11-08 15:17 | BAXTER\todd.deboer | 225 | FIT-1079 | V-1136 | 1KL18-1KL19 | {5BA9B3DE-66A8-4D0B-9B86-83A795ACF82D}
2063 | wMAIN-3337 | KL | 2003 KNOLLWOOD DRIVE EXTENSION, BRONSON ROAD/MICHELLE CIRCLE AREA AND EXCELSIOR ROAD IMPROVEMENTS | 2004 | Mapleton Rd | Knollwood Dr | Forestview Middle School | 2.8931 | PVC | 12 |  | 75 | 200 | 578.6192 | 57.8619 | 95.4722 | 731.9533 | 55 |  | Potable | 1 | 1 | 1 | 1 | 2011-11-08 15:17 | BAXTER\todd.deboer | 225 | FIT-1079 | V-1138 | 1KL18-1KL20 | {B7CF5133-D40A-4A64-91EC-23EED0C41B99}
2064 | wMAIN-3338 | KM | 2003 KNOLLWOOD DRIVE EXTENSION, BRONSON ROAD/MICHELLE CIRCLE AREA AND EXCELSIOR ROAD IMPROVEMENTS | 2004 | Mapleton Rd | Knollwood Dr | Forestview Middle School | 5.0808 | PVC | 8 |  | 75 | 160 | 812.9208 | 81.2921 | 134.1319 | 1028.3448 | 55 |  | Potable | 1 | 1 | 1 | 1 | 2011-11-08 15:17 | BAXTER\todd.deboer | 225 | FIT-705 | FIT-455 | 1KM01-1KM02 | {093632CE-4FC9-44FC-8BCD-04D44E3BD049}
2065 | wMAIN-3339 | KM | 2003 KNOLLWOOD DRIVE EXTENSION, BRONSON ROAD/MICHELLE CIRCLE AREA AND EXCELSIOR ROAD IMPROVEMENTS | 2004 | Mapleton Rd | Knollwood Dr | Forestview Middle School | 69.0429 | PVC | 8 |  | 75 | 160 | 11046.8712 | 1104.6871 | 1822.7338 | 13974.2921 | 55 |  | Potable | 1 | 1 | 1 | 1 | 2011-11-08 15:17 | BAXTER\todd.deboer | 225 | FIT-1069 | FIT-705 | 1KL21-1KM01 | {4EB91BF4-B09D-46D2-BE31-240952572C0B}
2066 | wMAIN-3342 | KM | 2003 KNOLLWOOD DRIVE EXTENSION, BRONSON ROAD/MICHELLE CIRCLE AREA AND EXCELSIOR ROAD IMPROVEMENTS | 2004 | Mapleton Rd | Knollwood Dr | Forestview Middle School | 6.8134 | PVC | 8 |  | 75 | 160 | 1090.1402 | 109.014 | 179.8731 | 1379.0273 | 55 |  | Potable | 1 | 1 | 1 | 1 | 2011-11-08 15:17 | BAXTER\todd.deboer | 225 | FIT-706 | FIT-456 | 1KM05-1KM06 | {0F5E9311-EC49-451E-8A3A-241E5E4460B3}
2067 | wMAIN-3343 | KM | 2003 KNOLLWOOD DRIVE EXTENSION, BRONSON ROAD/MICHELLE CIRCLE AREA AND EXCELSIOR ROAD IMPROVEMENTS | 2004 | Mapleton Rd | Knollwood Dr | Forestview Middle School | 67.202 | PVC | 8 |  | 75 | 160 | 10752.3271 | 1075.2327 | 1774.134 | 13601.6938 | 55 |  | Potable | 1 | 1 | 1 | 1 | 2011-11-08 15:17 | BAXTER\todd.deboer | 225 |  | FIT-706 | 1KL22-1KM05 | {88252203-12AA-4800-924A-07F6248FC48A}
2068 | wMAIN-3346 | KL | 2003 KNOLLWOOD DRIVE EXTENSION, BRONSON ROAD/MICHELLE CIRCLE AREA AND EXCELSIOR ROAD IMPROVEMENTS | 2004 | Water Treatment Plant | Knollwood Dr | None | 4.358 | PVC | 12 |  | 75 | 200 | 871.6031 | 87.1603 | 143.8145 | 1102.5779 | 55 |  | Potable | 1 | 1 | 1 | 1 | 2021-04-19 14:22 | BAXTER\tdeboer | 225 | wFIT-1080 | wVLV-1156 | 1KL15-1KL16 | {8703B247-B2EC-4CDC-BFFF-7C2C500A39C9}
2069 | wMAIN-3347 | KL | 2003 KNOLLWOOD DRIVE EXTENSION, BRONSON ROAD/MICHELLE CIRCLE AREA AND EXCELSIOR ROAD IMPROVEMENTS | 2004 | Mapleton Rd | Knollwood Dr | Forestview Middle School | 2.572 | PVC | 12 |  | 75 | 200 | 514.3983 | 51.4398 | 84.8757 | 650.7139 | 55 |  | Potable | 1 | 1 | 1 | 1 | 2011-11-08 15:17 | BAXTER\todd.deboer | 225 | V-1168 | FIT-1071 | 1KL23-1KL24 | {4AC278E6-F4B7-4366-AA59-BE2817F76616}
2070 | wMAIN-3348 | KL | 2003 KNOLLWOOD DRIVE EXTENSION, BRONSON ROAD/MICHELLE CIRCLE AREA AND EXCELSIOR ROAD IMPROVEMENTS | 2004 | Forestview Middle School | None | None | 2.1614 | PVC | 10 |  | 75 | 180 | 389.052 | 38.9052 | 64.1936 | 492.1508 | 55 |  | Potable | 1 | 1 | 1 | 1 | 2011-11-08 15:17 | BAXTER\todd.deboer | 225 | FIT-1071 | V-1167 | 1KL24-1KL26 | {9C9C8D26-EF14-4E6B-95E0-C6A857C5D824}
2071 | wMAIN-3349 | KL | 2003 KNOLLWOOD DRIVE EXTENSION, BRONSON ROAD/MICHELLE CIRCLE AREA AND EXCELSIOR ROAD IMPROVEMENTS | 2004 | Mapleton Rd | Knollwood Dr | Forstview Middle School | 3.2578 | PVC | 12 |  | 75 | 200 | 651.5649 | 65.1565 | 107.5082 | 824.2296 | 55 |  | Potable | 1 | 1 | 1 | 1 | 2011-11-08 15:17 | BAXTER\todd.deboer | 225 | FIT-1071 | V-1169 | 1KL24-1KL25 | {535A43FF-CCDB-48BF-9691-EE3B0B14696C}
2072 | wMAIN-3350 | LL | 2003 KNOLLWOOD DRIVE EXTENSION, BRONSON ROAD/MICHELLE CIRCLE AREA AND EXCELSIOR ROAD IMPROVEMENTS | 2004 | Mapleton Rd | Mountain Ash Dr | Forestview Middle School | 653.8151 | PVC | 12 |  | 75 | 200 | 130763.0199 | 13076.302 | 21575.8983 | 165415.2201 | 55 |  | Potable | 1 | 1 | 1 | 1 | 2011-11-08 15:17 | BAXTER\todd.deboer | 225 | FIT-1067 | V-1174 | 1LL18-1LL17 | {6D5A6501-CC01-4C51-A3B1-3F38649A9607}
2073 | wMAIN-3351 | LL | 2003 KNOLLWOOD DRIVE EXTENSION, BRONSON ROAD/MICHELLE CIRCLE AREA AND EXCELSIOR ROAD IMPROVEMENTS | 2004 | Mapleton Rd | Mountain Ash Dr | Forestview Middle School | 614.3829 | PVC | 12 |  | 75 | 200 | 122876.5836 | 12287.6584 | 20274.6363 | 155438.8783 | 55 |  | Potable | 1 | 1 | 1 | 1 | 2011-11-08 15:17 | BAXTER\todd.deboer | 225 | FIT-1068 | FIT-1067 | 1LL19-1LL18 | {DCA8F355-0AB1-43D9-B1D5-0B1C1EC79CCD}
2074 | wMAIN-3352 | LL | 2003 KNOLLWOOD DRIVE EXTENSION, BRONSON ROAD/MICHELLE CIRCLE AREA AND EXCELSIOR ROAD IMPROVEMENTS | 2004 | Mapleton Rd | Mountain Ash Dr | Forestview Middle School | 46.8505 | PVC | 12 |  | 75 | 200 | 9370.0948 | 937.0095 | 1546.0656 | 11853.1699 | 55 |  | Potable | 1 | 1 | 1 | 1 | 2011-11-08 15:17 | BAXTER\todd.deboer | 225 | V-1169 | FIT-1068 | 1KL25-1LL19 | {3C444546-BA3E-45AE-B00B-2FC14B303D9C}
2075 | wMAIN-3353 | LM | 2003 KNOLLWOOD DRIVE EXTENSION, BRONSON ROAD/MICHELLE CIRCLE AREA AND EXCELSIOR ROAD IMPROVEMENTS | 2004 | Mapleton Rd | Mountain Ash Dr | Forestview Middle School | 68.0511 | PVC | 8 |  | 75 | 160 | 10888.1765 | 1088.8176 | 1796.5491 | 13773.5432 | 55 |  | Potable | 1 | 1 | 1 | 1 | 2011-11-08 15:17 | BAXTER\todd.deboer | 225 | FIT-1068 | FIT-707 | 1LL19-1LM01 | {2D86F265-2CB3-47CD-94F7-AF51F4198FFB}
2076 | wMAIN-3354 | LM | 2003 KNOLLWOOD DRIVE EXTENSION, BRONSON ROAD/MICHELLE CIRCLE AREA AND EXCELSIOR ROAD IMPROVEMENTS | 2004 | Mapleton Rd | Mountain Ash Dr | Forestview Middle School | 4.9488 | PVC | 8 |  | 75 | 160 | 791.8089 | 79.1809 | 130.6485 | 1001.6382 | 55 |  | Potable | 1 | 1 | 1 | 1 | 2011-11-08 15:17 | BAXTER\todd.deboer | 225 | FIT-707 | FIT-457 | 1LM01-1LM02 | {59E8F460-DDA9-4826-AF61-A87DA84B76C0}
2077 | wMAIN-3358 | LL | 2003 KNOLLWOOD DRIVE EXTENSION, BRONSON ROAD/MICHELLE CIRCLE AREA AND EXCELSIOR ROAD IMPROVEMENTS | 2004 | Mapleton Rd | Mountain Ash Dr | Forestview Middle School | 2.7459 | PVC | 12 |  | 75 | 200 | 549.1778 | 54.9178 | 90.6143 | 694.7099 | 55 |  | Potable | 1 | 1 | 1 | 1 | 2011-11-08 15:17 | BAXTER\todd.deboer | 225 | FIT-1952 | V-1174 | 1LL14-1LL17 | {99919D57-BF15-443F-9EB8-1A0EBAAF1B28}
2078 | wMAIN-3359 | LL | 2003 KNOLLWOOD DRIVE EXTENSION, BRONSON ROAD/MICHELLE CIRCLE AREA AND EXCELSIOR ROAD IMPROVEMENTS | 2004 | Mountain Ash Dr | Jericho Rd | Mapleton Rd | 4.0121 | PVC | 10 |  | 75 | 180 | 722.178 | 72.2178 | 119.1594 | 913.5552 | 55 |  | Potable | 1 | 1 | 1 | 1 | 2011-11-08 15:17 | BAXTER\todd.deboer | 225 | FIT-1952 | V-1177 | 1LL14-1LL16 | {69A95D69-5EF9-4EF6-B85C-8411F5D46E5E}
2079 | wMAIN-3360 | LL | 2003 KNOLLWOOD DRIVE EXTENSION, BRONSON ROAD/MICHELLE CIRCLE AREA AND EXCELSIOR ROAD IMPROVEMENTS | 2004 | Mapleton Rd | Mountain Ash Dr | Forestview Middle School | 2.7738 | PVC | 12 |  | 75 | 200 | 554.7585 | 55.4758 | 91.5351 | 701.7695 | 55 |  | Potable | 1 | 1 | 1 | 1 | 2011-11-08 15:17 | BAXTER\todd.deboer | 225 | FIT-1952 | V-1176 | 1LL14-1LL15 | {5F1E9DA8-3993-4863-B1B6-C5120E064FFA}
2080 | wMAIN-3361 | LL | 2003 KNOLLWOOD DRIVE EXTENSION, BRONSON ROAD/MICHELLE CIRCLE AREA AND EXCELSIOR ROAD IMPROVEMENTS | 2004 | Mountain Ash Dr | Jericho Rd | Mapleton Rd | 2.9771 | PVC | 10 |  | 75 | 180 | 535.878 | 53.5878 | 88.4199 | 677.8857 | 55 |  | Potable | 1 | 1 | 1 | 1 | 2011-11-08 15:17 | BAXTER\todd.deboer | 225 | V-1175 | FIT-1952 | 1LL13-1LL14 | {A620303F-49AF-403B-A1E4-C034164EE6FE}
2081 | wMAIN-3362 | LL | 2003 KNOLLWOOD DRIVE EXTENSION, BRONSON ROAD/MICHELLE CIRCLE AREA AND EXCELSIOR ROAD IMPROVEMENTS | 2004 | Mountain Ash Dr | Jericho Rd | Mapleton Rd | 21.0686 | PVC | 10 |  | 75 | 180 | 3792.3464 | 379.2346 | 625.7372 | 4797.3182 | 55 |  | Potable | 1 | 1 | 1 | 1 | 2011-11-08 15:17 | BAXTER\todd.deboer | 225 | FIT-1066 | V-1175 | 1LL10-1LL13 | {CBDA9D10-BC48-434C-9B7B-B807264D8728}
2082 | wMAIN-3363 | LL | 2003 KNOLLWOOD DRIVE EXTENSION, BRONSON ROAD/MICHELLE CIRCLE AREA AND EXCELSIOR ROAD IMPROVEMENTS | 2004 | Mountain Ash Dr | Jericho Rd | Mapleton Rd | 308.7265 | PVC | 10 |  | 75 | 180 | 55570.7634 | 5557.0763 | 9169.176 | 70297.0157 | 55 |  | Potable | 1 | 1 | 1 | 1 | 2011-11-08 15:17 | BAXTER\todd.deboer | 225 | FIT-1065 | FIT-1066 | 1LL07-1LL10 | {7CD88A90-F520-4C17-9AF5-D9F004BC8FC0}
2083 | wMAIN-3364 | LL | 2003 KNOLLWOOD DRIVE EXTENSION, BRONSON ROAD/MICHELLE CIRCLE AREA AND EXCELSIOR ROAD IMPROVEMENTS | 2004 | Mountain Ash Dr | Jericho Rd | Mapleton Rd | 297.9699 | PVC | 10 |  | 75 | 180 | 53634.5801 | 5363.458 | 8849.7057 | 67847.7439 | 55 |  | Potable | 1 | 1 | 1 | 1 | 2011-11-08 15:17 | BAXTER\todd.deboer | 225 | FIT-1064 | FIT-1065 | 1LL04-1LL07 | {0F2916B0-2611-436F-850A-5BA2160A4276}
2084 | wMAIN-3365 | LL | 2003 KNOLLWOOD DRIVE EXTENSION, BRONSON ROAD/MICHELLE CIRCLE AREA AND EXCELSIOR ROAD IMPROVEMENTS | 2004 | Mountain Ash Dr | Jericho Rd | Mapleton Rd | 376.5627 | PVC | 10 |  | 75 | 180 | 67781.288 | 6778.1288 | 11183.9125 | 85743.3294 | 55 |  | Potable | 1 | 1 | 1 | 1 | 2011-11-08 15:17 | BAXTER\todd.deboer | 225 | FIT-1063 | FIT-1064 | 1LL01-1LL04 | {02D1E018-1148-469F-A1E0-0246FA681799}
2085 | wMAIN-3366 | LK | 2003 KNOLLWOOD DRIVE EXTENSION, BRONSON ROAD/MICHELLE CIRCLE AREA AND EXCELSIOR ROAD IMPROVEMENTS | 2004 | Mountain Ash Dr | Jericho Rd | Mapleton Rd | 475.2009 | PVC | 10 |  | 75 | 180 | 85536.1574 | 8553.6157 | 14113.466 | 108203.2392 | 55 |  | Potable | 1 | 1 | 1 | 1 | 2011-11-08 15:17 | BAXTER\todd.deboer | 225 | FIT-1062 | FIT-1063 | 1LK07-1LL01 | {63391C7D-15D4-4B0A-9DC9-89E892DD1825}
2086 | wMAIN-3367 | LK | 2003 KNOLLWOOD DRIVE EXTENSION, BRONSON ROAD/MICHELLE CIRCLE AREA AND EXCELSIOR ROAD IMPROVEMENTS | 2004 | Mountain Ash Dr | Jericho Rd | Mapleton Rd | 447.7545 | PVC | 10 |  | 75 | 180 | 80595.8013 | 8059.5801 | 13298.3072 | 101953.6887 | 55 |  | Potable | 1 | 1 | 1 | 1 | 2011-11-08 15:17 | BAXTER\todd.deboer | 225 | FIT-1061 | FIT-1062 | 1LK04-1LK07 | {EC4CCDE8-C4D5-4386-B06F-26764481744F}
2087 | wMAIN-3368 | LK | 2003 KNOLLWOOD DRIVE EXTENSION, BRONSON ROAD/MICHELLE CIRCLE AREA AND EXCELSIOR ROAD IMPROVEMENTS | 2004 | Mountain Ash Dr | Jericho Rd | Mapleton Rd | 598.4149 | PVC | 10 |  | 75 | 180 | 107714.689 | 10771.4689 | 17772.9237 | 136259.0816 | 55 |  | Potable | 1 | 1 | 1 | 1 | 2011-11-08 15:17 | BAXTER\todd.deboer | 225 | FIT-1060 | FIT-1061 | 1LK01-1LK04 | {B361645E-ACA1-4E16-A79F-EEDEB620DA7E}
2088 | wMAIN-3369 | LJ | 2003 KNOLLWOOD DRIVE EXTENSION, BRONSON ROAD/MICHELLE CIRCLE AREA AND EXCELSIOR ROAD IMPROVEMENTS | 2004 | Mountain Ash Dr | Jericho Rd | Mapleton Rd | 603.8612 | PVC | 10 |  | 75 | 180 | 108695.0226 | 10869.5023 | 17934.6787 | 137499.2036 | 55 |  | Potable | 1 | 1 | 1 | 1 | 2011-11-08 15:17 | BAXTER\todd.deboer | 225 | FIT-1059 | FIT-1060 | 1LJ28-1LK01 | {D27BBC53-198A-400C-818C-760999D7AC15}
2089 | wMAIN-3383 | LL | 2003 KNOLLWOOD DRIVE EXTENSION, BRONSON ROAD/MICHELLE CIRCLE AREA AND EXCELSIOR ROAD IMPROVEMENTS | 2004 | Mapleton Rd | Mountain Ash Dr | Forestview Middle School | 54.4399 | PVC | 12 |  | 75 | 200 | 10887.98 | 1088.798 | 1796.5167 | 13773.2947 | 55 |  | Potable | 1 | 1 | 1 | 1 | 2011-11-08 15:17 | BAXTER\todd.deboer | 225 | V-1176 | FIT-560 | 1LL15-1ML01 | {35BA5E59-7367-4F94-B0D5-F10F718894E7}
2090 | wMAIN-3385 | HA2 | 2003 EDGEWOOD DRIVE UTILITY IMPROVEMENTS | 2004 | Edgewood Dr | Pine Beach Rd | Sears | 94.6497 | DIP | 12 |  | 75 | 200 | 18929.9418 | 1892.9942 | 3123.4404 | 23946.3764 | 55 | PIPE ENCLOSED IN A 24" DIA. STEEL CASING PIPE | Potable | 1 | 1 | 1 | 1 | 2016-12-05 13:52 | BAXTER\todd.deboer | 167 | wFIT-1816 | wFIT-727 | 2HA08-2HA02 | {69B5F2B2-96B5-44BB-870B-E25910EE0FCD}
2091 | wMAIN-3390 | IA | 2004 INGLEWOOD DRIVE AND CLEARWATER ROAD IMPROVEMENTS | 2004 | Inglewood Dr | Meadow Ct | Woida Rd | 12.8885 | PVC | 12 |  | 75 | 200 | 2577.7033 | 257.7703 | 425.321 | 3260.7947 | 55 |  | Potable | 1 | 1 | 1 | 1 | 2011-11-08 15:17 | BAXTER\todd.deboer | 150 | FIT-774 | FIT-775 | 1IA16-1IA17 | {BFB2697C-98D4-449D-845D-95FCFCDA05A9}
2092 | wMAIN-3391 | IA | 2004 INGLEWOOD DRIVE AND CLEARWATER ROAD IMPROVEMENTS | 2004 | Inglewood Dr | Meadow Ct | Woida Rd | 12.1283 | PVC | 12 |  | 75 | 200 | 2425.6536 | 242.5654 | 400.2328 | 3068.4518 | 55 |  | Potable | 1 | 1 | 1 | 1 | 2011-11-08 15:17 | BAXTER\todd.deboer | 150 | V-1606 | FIT-774 | 1IA15-1IA16 | {64F377D0-961A-4B3D-AEB1-F8DCA64B863C}
2093 | wMAIN-3392 | IA | 2004 INGLEWOOD DRIVE AND CLEARWATER ROAD IMPROVEMENTS | 2004 | Inglewood Dr | Meadow Ct | Woida Rd | 257.1342 | PVC | 12 |  | 75 | 200 | 51426.8484 | 5142.6848 | 8485.43 | 65054.9632 | 55 |  | Potable | 1 | 1 | 1 | 1 | 2011-11-08 15:17 | BAXTER\todd.deboer | 150 | FIT-776 | V-1606 | 1IA14-1IA15 | {A1C003C1-27C1-453D-8FC9-1D515212F23C}
2094 | wMAIN-3393 | GB | 2004 INGLEWOOD DRIVE AND CLEARWATER ROAD IMPROVEMENTS | 2004 | Clearwater Apartments | Clearwater Rd | None | 2.918 | PVC | 8 |  | 75 | 160 | 466.8775 | 46.6877 | 77.0348 | 590.6 | 55 |  | Potable | 1 | 1 | 1 | 1 | 2011-11-08 15:17 | BAXTER\todd.deboer | 150 | FIT-1671 | FIT-345 | 1GB12-1GB13 | {04EE7E5E-7F18-4329-ACA4-074BCA18AA10}
2095 | wMAIN-3394 | GB | 2004 INGLEWOOD DRIVE AND CLEARWATER ROAD IMPROVEMENTS | 2004 | Clearwater Apartments | CLearwater Rd | None | 29.7304 | PVC | 8 |  | 75 | 160 | 4756.8677 | 475.6868 | 784.8832 | 6017.4377 | 55 |  | Potable | 1 | 1 | 1 | 1 | 2011-11-08 15:17 | BAXTER\todd.deboer | 150 | FIT-798 | FIT-1671 | 1GB11-1GB12 | {2E0F8091-0F4B-4234-BD34-824DDCDDABBB}
2096 | wMAIN-3395 | IC | 2004 INGLEWOOD DRIVE AND CLEARWATER ROAD IMPROVEMENTS | 2004 | Clearwater Rd | Rockrose Dr | Clearwater Ct | 101.4608 | PVC | 12 |  | 75 | 200 | 20292.1521 | 2029.2152 | 3348.2051 | 25669.5724 | 55 |  | Potable | 1 | 1 | 1 | 1 | 2011-11-08 15:17 | BAXTER\todd.deboer | 150 | FIT-720 | FIT-772 | 1IC27-1IC29 | {3AF162F9-8B80-4EED-A6B3-A5BB50964AA9}
2097 | wMAIN-3396 | IC | 2004 INGLEWOOD DRIVE AND CLEARWATER ROAD IMPROVEMENTS | 2004 | Clearwater Rd | Inglewood Dr |  | 354.4821 | PVC | 12 |  | 75 | 200 | 70896.4226 | 7089.6423 | 11697.9097 | 89683.9746 | 55 |  | Potable | 1 | 1 | 1 | 1 | 2011-11-08 15:17 | BAXTER\todd.deboer | 150 | FIT-773 | FIT-720 | 1IC24-1IC27 | {6BA84988-77FA-4240-9E72-ECE78B6066A6}
2098 | wMAIN-3397 | GB | 2004 INGLEWOOD DRIVE AND CLEARWATER ROAD IMPROVEMENTS | 2004 | Grand Oaks Dr | Clearwater Rd | Grand Oaks Apartments | 25.1715 | PVC | 8 |  | 75 | 160 | 4027.4353 | 402.7435 | 664.5268 | 5094.7056 | 55 |  | Potable | 1 | 1 | 1 | 1 | 2011-11-08 15:17 | BAXTER\todd.deboer | 150 | FIT-1817 | FIT-818 | 1GB23-1GB26 | {722E56F0-3B30-4DBE-BFC1-A745F77B4E1F}
2099 | wMAIN-3398 | HB | 2004 INGLEWOOD DRIVE AND CLEARWATER ROAD IMPROVEMENTS | 2004 | Clearwater Rd | Inglewood Dr | Grand Oaks Dr | 87.9549 | PVC | 10 |  | 75 | 180 | 15831.8879 | 1583.1888 | 2612.2615 | 20027.3382 | 55 |  | Potable | 1 | 1 | 1 | 1 | 2011-11-08 15:17 | BAXTER\todd.deboer | 150 | FIT-702 | FIT-796 | 1HB14-1HB07 | {2292E7E0-323E-4046-A3C1-A118D0848013}
2100 | wMAIN-3399 | HB | 2004 INGLEWOOD DRIVE AND CLEARWATER ROAD IMPROVEMENTS | 2004 | Grand Oaks Dr | Inglewood Dr | Grand Oaks Dr | 366.2015 | PVC | 10 |  | 75 | 180 | 65916.2636 | 6591.6264 | 10876.1835 | 83384.0734 | 55 |  | Potable | 1 | 1 | 1 | 1 | 2011-11-08 15:17 | BAXTER\todd.deboer | 150 | FIT-1941 | FIT-702 | 1GB17-1HB14 | {8FD347DE-9B1A-4404-B8D7-F8EC41B0EF41}
2101 | wMAIN-3400 | GD | 2004 GRAND OAKS DRIVE IMPROVEMENTS | 2004 | Grand Oaks Dr | Firewood Dr | Grand Oaks Townhomes | 144.9705 | PVC | 8 |  | 75 | 160 | 23195.276 | 2319.5276 | 3827.2205 | 29342.0241 | 55 |  | Potable | 1 | 1 | 1 | 1 | 2011-11-08 15:17 | BAXTER\todd.deboer | 188 | FIT-846 | FIT-699 | 1GD13-1GD24 | {0470FB94-1F65-40D5-B58D-6D9399ABB8F1}
2102 | wMAIN-3401 | GD | 2004 GRAND OAKS DRIVE IMPROVEMENTS | 2004 | Grand Oaks Dr | Firewood Dr | Grand Oaks Townhomes | 41.9224 | PVC | 8 |  | 75 | 160 | 6707.5776 | 670.7578 | 1106.7503 | 8485.0857 | 55 |  | Potable | 1 | 1 | 1 | 1 | 2011-11-08 15:17 | BAXTER\todd.deboer | 188 | FIT-699 | FIT-451 | 1GD24-1GD25 | {3FC8BCFE-7D68-477A-BB7D-2CC0E478D5FA}
2103 | wMAIN-3402 | GC | 2004 GRAND OAKS DRIVE IMPROVEMENTS | 2004 | Grand Oaks Dr | Firewood Dr | White Oaks Estates | 33.9769 | PVC | 8 |  | 75 | 160 | 5436.3011 | 543.6301 | 896.9897 | 6876.9209 | 55 |  | Potable | 1 | 1 | 1 | 1 | 2011-11-08 15:17 | BAXTER\todd.deboer | 188 | FIT-700 | FIT-452 | 1GC27-1GC28 | {262CC1B7-727F-4399-AD88-C05C9FE15344}
2104 | wMAIN-3403 | GC | 2004 GRAND OAKS DRIVE IMPROVEMENTS | 2004 | Grand Oaks Dr | Clearwater Rd | Firewood Dr | 52.184 | PVC | 8 |  | 75 | 160 | 8349.4382 | 834.9438 | 1377.6573 | 10562.0394 | 55 |  | Potable | 1 | 1 | 1 | 1 | 2013-10-30 15:26 | BAXTER\todd.deboer | 188 | wFIT-701 | wVLV-1913 | 1GC29-1GC30 | {BABF58AA-780F-4AAD-B936-8FFA43A0370B}
2105 | wMAIN-3404 | HB | 2004 INGLEWOOD DRIVE AND CLEARWATER ROAD IMPROVEMENTS | 2004 | Clearwater Rd | Inglewood Dr | Grand Oaks Dr | 22.9895 | PVC | 8 |  | 75 | 160 | 3678.3264 | 367.8326 | 606.9239 | 4653.0829 | 55 |  | Potable | 1 | 1 | 1 | 1 | 2011-11-08 15:17 | BAXTER\todd.deboer | 150 | FIT-702 | FIT-454 | 1HB14-1HB15 | {963C7190-3030-4D0B-B069-BE95CFC2951D}
2106 | wMAIN-3406 | HZ | 1997 WOIDA ROAD WATERMAIN IMPROVEMENTS | 1998 | Water Tower | Woida Rd | None | 2.9817 | PVC | 12 |  | 75 | 200 | 596.3319 | 59.6332 | 98.3948 | 754.3598 | 49 |  | Potable | 1 | 1 | 1 | 1 | 2016-06-08 15:08 | BAXTER\todd.deboer | 305 | wFIT-1469 | wVLV-1605 | 1HZ02-1HZ01 | {3B0BF44A-05B4-40F9-B623-1252F03E585F}
2107 | wMAIN-3407 | GD | 2004 GRAND OAKS DRIVE IMPROVEMENTS | 2004 | Grand Oaks Dr | Firewood Dr | Grand Oaks Townhomes | 17.578 | PVC | 8 |  | 75 | 160 | 2812.4793 | 281.2479 | 464.0591 | 3557.7863 | 55 |  | Potable | 1 | 1 | 1 | 1 | 2011-11-08 15:17 | BAXTER\todd.deboer | 188 | FIT-827 | FIT-703 | 1GD16-1GD26 | {90674A84-0D42-4CFD-94B1-6CDB3D395A1A}
2108 | wMAIN-3408 | GD | 2004 GRAND OAKS DRIVE IMPROVEMENTS | 2004 | Grand Oaks Dr | Grand Oaks Townhomes | None | 27.2104 | PVC | 8 |  | 75 | 160 | 4353.6587 | 435.3659 | 718.3537 | 5507.3782 | 55 |  | Potable | 1 | 1 | 1 | 1 | 2011-11-08 15:17 | BAXTER\todd.deboer | 188 | FIT-703 | V-308 | 1GD26-1GD27 | {EA2ADAD5-9650-45E2-98B3-269880E5AEA0}
2109 | wMAIN-3409 | KF | 2004 KENWOOD DRIVE AND SANDSTONE ROAD UTILITY AND ROADWAY IMPROVEMENTS | 2004 | Sandstone Rd | Kenwood Dr | None | 2.1653 | PVC | 8 |  | 75 | 160 | 346.4422 | 34.6442 | 57.163 | 438.2494 | 55 |  | Potable | 1 | 1 | 1 | 1 | 2011-11-08 15:17 | BAXTER\todd.deboer | 216 | FIT-835 | FIT-509 | 1KF13-1KF14 | {A9735725-3CE0-4371-85BB-BBC136B35A81}
2110 | wMAIN-3418 | AF | CHLORINATION AND METERING STATION | 1999 | Industrial Park Rd | Highland Senic Dr | Anabec St | 46.4056 | PVC | 12 |  | 75 | 200 | 9281.1295 | 928.113 | 1531.3864 | 11740.6288 | 50 |  | Potable | 1 | 1 | 1 | 1 | 2021-03-17 09:20 | BAXTER\tdeboer |  | wVLV-1497 |  | 1AF25-STUB | {E1706E9E-DC26-491E-BAE3-D6186D9D4D78}
2111 | wMAIN-3419 | AF | CHLORINATION AND METERING STATION | 1999 | Industrial Park Rd | Highland Senic Dr | Anabec St | 5.8041 | PVC | 12 |  | 75 | 200 | 1160.8192 | 116.0819 | 191.5352 | 1468.4363 | 50 |  | Potable | 1 | 1 | 1 | 1 | 2021-03-17 09:19 | BAXTER\tdeboer |  | wFIT-850 | wVLV-1497 | 1AF24-1AF25 | {6C26CE46-3CEC-42AC-B596-4BAA6D0A8462}
2112 | wMAIN-3420 | AF | CHLORINATION AND METERING STATION | 1999 | Highland Senic Dr | Industrial Park Rd | Anabec St | 3.5275 | PVC | 12 |  | 75 | 200 | 705.499 | 70.5499 | 116.4073 | 892.4563 | 50 |  | Potable | 1 | 1 | 1 | 1 | 2021-03-17 09:19 | BAXTER\tdeboer | 147 | wFIT-851 | wVLV-1496 | 1AF22-1AF23 | {133FB0F4-DC81-4B60-9E11-79679A1768A1}
2113 | wMAIN-3421 | AF | CHLORINATION AND METERING STATION | 1999 | Industrial Park Rd | Highland Senic Dr | None | 2.7632 | PVC | 12 |  | 75 | 200 | 552.6496 | 55.265 | 91.1872 | 699.1017 | 50 |  | Potable | 1 | 1 | 1 | 1 | 2021-03-17 09:19 | BAXTER\tdeboer |  | wVLV-1495 | wFIT-851 | 1AF21-1AF22 | {28B5863E-152D-4144-AB00-2BB11A162F10}
2114 | wMAIN-3422 | AF | CHLORINATION AND METERING STATION | 1999 | Industrial Park Rd | Highland Senic Dr | None | 7.7598 | PVC | 12 |  | 75 | 200 | 1551.9631 | 155.1963 | 256.0739 | 1963.2333 | 50 |  | Potable | 1 | 1 | 1 | 1 | 2021-03-17 09:19 | BAXTER\tdeboer |  | wFIT-852 | wVLV-1495 | 1AF20-1AF21 | {9BDF7212-6154-4F2C-8EAB-F93E71B3B71C}
2115 | wMAIN-3425 | MJ | 2003 HAMPTON SQUARE IMPROVEMENTS | 2004 | Jericho Rd | Mountain Ash Dr | None | 64.1842 | PVC | 8 |  | 75 | 160 | 10269.4698 | 1026.947 | 1694.4625 | 12990.8793 | 55 |  | Potable | 1 | 1 | 1 | 1 | 2011-11-08 15:17 | BAXTER\todd.deboer | 193 | V-1188 | FIT-1057 | 1LJ26-1MJ16 | {FBFB9AF7-B3B0-444B-BEFA-333DE8B7D235}
2116 | wMAIN-3434 | LI | 1981 UTILITY IMPROVEMENTS | 1981 | Highland Scenic Rd | Mountain Ash Dr | None | 2.5462 | PVC | 10 |  | 75 | 180 | 458.3106 | 45.8311 | 75.6212 | 579.7629 | 32 |  | Potable | 1 | 1 | 1 | 1 | 2011-11-08 15:17 | BAXTER\todd.deboer | 102 | V-1494 | FIT-1166 | 1LI07-1LI06 | {B4B95F04-CCFC-4ECB-8B13-1FB8B987279A}
2117 | wMAIN-3435 | LI | 1981 UTILITY IMPROVEMENTS | 1981 | Mountain Ash Dr | Cedardale Ln | Highland Senic Rd | 15.0255 | PVC | 10 |  | 75 | 180 | 2704.5905 | 270.459 | 446.2574 | 3421.307 | 32 |  | Potable | 1 | 1 | 1 | 1 | 2011-11-08 15:17 | BAXTER\todd.deboer | 102 | FIT-1166 | FIT-1855 | 1LI06-1LI05 | {71AFD24D-CD07-46B8-8C82-D42BC5E86B8F}
2118 | wMAIN-3436 | LI | 1981 UTILITY IMPROVEMENTS | 1981 | Mountain Ash Dr | Cedardale Ln | Highland Senic Rd | 68.0971 | PVC | 10 |  | 75 | 180 | 12257.4853 | 1225.7485 | 2022.4851 | 15505.719 | 32 | ENCLOSED IN A 18" DIA. STEEL CASING PIPE | Potable | 1 | 1 | 1 | 1 | 2011-11-08 15:17 | BAXTER\todd.deboer | 102 | FIT-1855 | FIT-1856 | 1LI05-1LI04 | {66AA787B-DF86-47DB-A3D3-041EE9937B7A}
2119 | wMAIN-3437 | LI | 1981 UTILITY IMPROVEMENTS | 1981 | Mountain Ash Dr | Cedardale Ln | Highland Senic Rd | 7.2948 | PVC | 10 |  | 75 | 180 | 1313.0717 | 131.3072 | 216.6568 | 1661.0356 | 32 |  | Potable | 1 | 1 | 1 | 1 | 2011-11-08 15:17 | BAXTER\todd.deboer | 102 | FIT-1856 | V-1020 | 1LI04-1LI03 | {5B457917-C3A3-45BE-B5E9-65C42C2AB0AE}
2120 | wMAIN-3438 | LI | 1981 UTILITY IMPROVEMENTS | 1981 | Mountain Ash Dr | Cedardale Ln | Highland Senic Rd | 3.7248 | PVC | 10 |  | 75 | 180 | 670.4595 | 67.046 | 110.6258 | 848.1313 | 32 |  | Potable | 1 | 1 | 1 | 1 | 2011-11-08 15:17 | BAXTER\todd.deboer | 102 | V-1020 | FIT-1164 | 1LI03-1LI01 | {6C24C5E2-E21B-4EFE-85D7-D43AFD750AAD}
2121 | wMAIN-3439 | JN | 2004 IRONWOOD MEADOWS IMPROVEMENTS | 2004 | Knotty Pine Dr | Ottertail Cir | Marble Rd | 230.3076 | PVC | 8 |  | 75 | 160 | 36849.2185 | 3684.9218 | 6080.121 | 46614.2614 | 55 |  | Potable | 1 | 1 | 1 | 1 | 2011-11-08 15:17 | BAXTER\todd.deboer | 206 | V-1481 | FIT-866 | 1JN04-1JN05 | {174104BF-0B2E-4636-89A7-0A60A5217B1C}
2122 | wMAIN-3442 | JN | 2004 IRONWOOD MEADOWS IMPROVEMENTS | 2004 | Ottertail Cir | Knotty Pine Dr | Jasperwood Dr | 3.2813 | PVC | 8 |  | 75 | 160 | 525.0118 | 52.5012 | 86.6269 | 664.1399 | 55 |  | Potable | 1 | 1 | 1 | 1 | 2011-11-08 15:17 | BAXTER\todd.deboer | 206 | FIT-866 | V-1482 | 1JN05-1JN06 | {B32ACF3B-8E76-4245-9DDE-6F3E9E68BE61}
2123 | wMAIN-3443 | JN | 2004 IRONWOOD MEADOWS IMPROVEMENTS | 2004 | Knotty Pine Dr | Oakdale Rd | Ottertail Cir | 3.0322 | PVC | 8 |  | 75 | 160 | 485.1594 | 48.5159 | 80.0513 | 613.7266 | 55 |  | Potable | 1 | 1 | 1 | 1 | 2011-11-08 15:17 | BAXTER\todd.deboer | 206 | FIT-866 | V-1483 | 1JN05-1JN11 | {53966181-BE45-43D3-99CE-10A9199E1A60}
2124 | wMAIN-3450 | JO | 2004 IRONWOOD MEADOWS IMPROVEMENTS | 2004 | Oakdale Rd | Knotty Pine Dr | None | 1.4731 | PVC | 8 |  | 75 | 160 | 235.7004 | 23.57 | 38.8906 | 298.161 | 55 |  | Potable | 1 | 1 | 1 | 1 | 2011-11-08 15:17 | BAXTER\todd.deboer | 206 | FIT-859 | FIT-517 | 1JO01-1JO04 | {6FE84225-9083-444C-88B8-FEAF7966CA89}
2125 | wMAIN-3453 | JN | 2004 IRONWOOD MEADOWS IMPROVEMENTS | 2004 | Knotty Pine Dr | Oakdale Rd | Ottertail Cir | 13.9857 | PVC | 8 |  | 75 | 160 | 2237.7088 | 223.7709 | 369.222 | 2830.7017 | 55 |  | Potable | 1 | 1 | 1 | 1 | 2011-11-08 15:17 | BAXTER\todd.deboer | 206 | FIT-860 | V-1488 | 1JN18-1JN21 | {849D80D3-E1AF-4626-9A36-2C2B2F479979}
2126 | wMAIN-3454 | JN | 2004 IRONWOOD MEADOWS IMPROVEMENTS | 2004 | Knotty Pine Dr | Oakdale Rd | Ottertail Cir | 2.764 | PVC | 8 |  | 75 | 160 | 442.2365 | 44.2237 | 72.969 | 559.4292 | 55 |  | Potable | 1 | 1 | 1 | 1 | 2011-11-08 15:17 | BAXTER\todd.deboer | 206 | V-1488 | FIT-861 | 1JN21-1JN22 | {494623C1-1A8E-468C-AE12-482699D41686}
2127 | wMAIN-3455 | JN | 2004 IRONWOOD MEADOWS IMPROVEMENTS | 2004 | Oakdale Rd | Knotty Pine Rd | Jasperwood Dr | 2.8309 | PVC | 8 |  | 75 | 160 | 452.945 | 45.2945 | 74.7359 | 572.9755 | 55 |  | Potable | 1 | 1 | 1 | 1 | 2011-11-08 15:17 | BAXTER\todd.deboer | 206 | FIT-861 | V-1489 | 1JN22-1JN23 | {7E7C9911-79A5-4D02-ABA0-CA008A2AFE9D}
2128 | wMAIN-3460 | JN | 2004 IRONWOOD MEADOWS IMPROVEMENTS | 2004 | Oakdale Rd | Knotty Pine Rd | Jasperwood Dr | 3.9137 | PVC | 8 |  | 75 | 160 | 626.1873 | 62.6187 | 103.3209 | 792.1269 | 55 |  | Potable | 1 | 1 | 1 | 1 | 2011-11-08 15:17 | BAXTER\todd.deboer | 206 | FIT-857 | FIT-516 | 1JN27-1JN30 | {425760C5-1F5F-4191-9CF1-F50F42C15DE3}
2129 | wMAIN-3461 | JN | 2003 MISSISSIPPI MEADOWS IMPROVEMENTS | 2003 | Knotty Pine Dr | Ottertail Cir | Marble Rd | 49.7068 | PVC | 8 |  | 75 | 160 | 7953.0897 | 795.309 | 1312.2598 | 10060.6585 | 54 |  | Potable | 1 | 1 | 1 | 1 | 2011-11-08 15:17 | BAXTER\todd.deboer | 242 | FIT-1316 | V-1481 | 1JN01-1JN04 | {F985D7EC-838C-435E-9031-A3FCA8454A0E}
2130 | wMAIN-3464 | QE | 2004 DEERWOOD ROAD UTILITY AND ROADWAY EXTENSION | 2004 | Deerwood Rd | Olivewood Dr | Oakwood Dr | 1.3984 | PVC | 8 |  | 75 | 160 | 223.7374 | 22.3737 | 36.9167 | 283.0278 | 55 |  | Potable | 1 | 1 | 1 | 1 | 2011-11-08 15:17 | BAXTER\todd.deboer | 162 | FIT-869 | FIT-519 | 1QE09-1QE10 | {9F030453-37B0-40B9-9191-E2C489E90FE0}
2131 | wMAIN-3465 | QE | 2004 DEERWOOD ROAD UTILITY AND ROADWAY EXTENSION | 2004 | Deerwood Rd | Olivewood Dr | Oakwood Dr | 22.5599 | PVC | 8 |  | 75 | 160 | 3609.5915 | 360.9592 | 595.5826 | 4566.1333 | 55 |  | Potable | 1 | 1 | 1 | 1 | 2011-11-08 15:17 | BAXTER\todd.deboer | 162 | FIT-870 | FIT-869 | 1QE08-1QE09 | {31748CB5-D133-4FA5-866E-DB2E90ECF6E1}
2132 | wMAIN-3466 | QE | 2004 DEERWOOD ROAD UTILITY AND ROADWAY EXTENSION | 2004 | Deerwood Rd | Olivewood Dr | Oakwood Dr | 20.9999 | PVC | 8 |  | 75 | 160 | 3359.9809 | 335.9981 | 554.3968 | 4250.3758 | 55 |  | Potable | 1 | 1 | 1 | 1 | 2011-11-08 15:17 | BAXTER\todd.deboer | 162 | FIT-870 | FIT-520 | 1QE08-1QE13 | {5B0D3746-CC25-4688-BF9F-506298EFAF31}
2133 | wMAIN-3467 | QE | 2004 DEERWOOD ROAD UTILITY AND ROADWAY EXTENSION | 2004 | Deerwood Rd | Olivewood Dr | Oakwood Dr | 338.9714 | PVC | 8 |  | 75 | 160 | 54235.4165 | 5423.5417 | 8948.8437 | 68607.8019 | 55 |  | Potable | 1 | 1 | 1 | 1 | 2011-11-08 15:17 | BAXTER\todd.deboer | 162 | FIT-868 | FIT-870 | 1QE03-1QE08 | {29A44F0F-D009-4A1E-9DE2-E7BAA06D49A2}
2134 | wMAIN-3468 | QE | 2004 DEERWOOD ROAD UTILITY AND ROADWAY EXTENSION | 2004 | Deerwood Rd | Olivewood Dr | Oakwood Dr | 211.1203 | PVC | 8 |  | 75 | 160 | 33779.2401 | 3377.924 | 5573.5746 | 42730.7388 | 55 |  | Potable | 1 | 1 | 1 | 1 | 2011-11-08 15:17 | BAXTER\todd.deboer | 162 | V-1480 | FIT-868 | 1QE02-1QE03 | {DB68CE4F-D4A4-431B-BAFC-0090B0F67F42}
2135 | wMAIN-3469 | QE | 2002 GREENWOOD, NORWAY HILLS AND CEDAR SCENIC IMPROVEMENTS | 2003 | Deerwood Rd | Olivewood Dr | Oakwood Dr | 183.3461 | PVC | 8 |  | 75 | 160 | 29335.383 | 2933.5383 | 4840.3382 | 37109.2595 | 54 |  | Potable | 1 | 1 | 1 | 1 | 2011-11-08 15:17 | BAXTER\todd.deboer | 191 | V-717 | FIT-1826 | 1PE05-1QE01 | {FF601811-402D-4630-8F70-1CA07731EEAB}
2136 | wMAIN-3470 | QE | 2004 DEERWOOD ROAD UTILITY AND ROADWAY EXTENSION | 2004 | Deerwood Rd | Olivewood Dr | Oakwood Dr | 0.9824 | PVC | 8 |  | 75 | 160 | 157.1842 | 15.7184 | 25.9354 | 198.838 | 55 |  | Potable | 1 | 1 | 1 | 1 | 2011-11-08 15:17 | BAXTER\todd.deboer | 162 | FIT-867 | FIT-518 | 1QE04-1QE05 | {050A0B8B-9FA0-493B-AE2E-DA45F0693F40}
2137 | wMAIN-3473 | FG | 2004 ISLE DRIVE EXTENSION AND HINCKLEY ROAD IMPROVEMENTS | 2004 | Isle Dr | Carol Winegar | Forthun Rd | 195.9537 | PVC | 8 |  | 75 | 160 | 31352.5961 | 3135.2596 | 5173.1784 | 39661.0341 | 55 |  | Potable | 1 | 1 | 1 | 1 | 2011-11-08 15:17 | BAXTER\todd.deboer | 207 | FIT-871 | FIT-1944 | 1FG40-1FG43 | {10827566-1D45-48F3-B0C8-6A34FC23503E}
2138 | wMAIN-3474 | FG | 2004 ISLE DRIVE EXTENSION AND HINCKLEY ROAD IMPROVEMENTS | 2004 | Isle Dr | Carol Winegar | Forthun Rd | 28.153 | PVC | 8 |  | 75 | 160 | 4504.4848 | 450.4485 | 743.24 | 5698.1732 | 55 |  | Potable | 1 | 1 | 1 | 1 | 2013-08-13 12:59 | BAXTER\todd.deboer | 207 | wVLV-1474 | wFIT-522 | 1FG46-1FG47 | {76A3B0F0-7632-40E9-AB62-36E151703C33}
2139 | wMAIN-3475 | FG | 2004 ISLE DRIVE EXTENSION AND HINCKLEY ROAD IMPROVEMENTS | 2004 | Isle Dr | Carol Winegar | Forthun Rd | 2.7966 | PVC | 8 |  | 75 | 160 | 447.4488 | 44.7449 | 73.8291 | 566.0228 | 55 |  | Potable | 1 | 1 | 1 | 1 | 2011-11-08 15:17 | BAXTER\todd.deboer | 207 | FIT-1944 | V-1474 | 1FG43-1FG46 | {726A42AF-2AA6-4876-8686-B794B1BC369E}
2140 | wMAIN-3476 | FG | 2004 ISLE DRIVE EXTENSION AND HINCKLEY ROAD IMPROVEMENTS | 2004 | Isle Dr | Carol Winegar | Forthun Rd | 2.9483 | PVC | 8 |  | 75 | 160 | 471.7308 | 47.1731 | 77.8356 | 596.7395 | 55 |  | Potable | 1 | 1 | 1 | 1 | 2011-11-08 15:17 | BAXTER\todd.deboer | 207 | FIT-1944 | V-1475 | 1FG43-1FG44 | {F2294303-B739-4C3A-B725-296C6858AC3A}
2141 | wMAIN-3477 | FG | 2004 ISLE DRIVE EXTENSION AND HINCKLEY ROAD IMPROVEMENTS | 2004 | Isle Dr | Carol Winegar | Forthun Rd | 39.5987 | PVC | 8 |  | 75 | 160 | 6335.7915 | 633.5792 | 1045.4056 | 8014.7763 | 55 |  | Potable | 1 | 1 | 1 | 1 | 2011-11-08 15:17 | BAXTER\todd.deboer | 207 | V-1475 | FIT-521 | 1FG44-1FG45 | {17B49D6F-57AD-44DD-B96F-7EC058CF2EFC}
2142 | wMAIN-3480 | FG | 2004 ISLE DRIVE EXTENSION AND HINCKLEY ROAD IMPROVEMENTS | 2004 | Isle Dr | Grey Wolf Rd | Carol Winegar | 285.3549 | PVC | 8 |  | 75 | 160 | 45656.7763 | 4565.6776 | 7533.3681 | 57755.822 | 55 |  | Potable | 1 | 1 | 1 | 1 | 2011-11-08 15:17 | BAXTER\todd.deboer | 207 | FIT-1946 | FIT-1945 | 1FG30-1FG35 | {74A66FE9-CD18-42D2-A3C8-669781A6D460}
2143 | wMAIN-3481 | FG | 2004 ISLE DRIVE EXTENSION AND HINCKLEY ROAD IMPROVEMENTS | 2004 | Carol Winegar | Isle Dr | None | 26.5095 | PVC | 8 |  | 75 | 160 | 4241.5278 | 424.1528 | 699.8521 | 5365.5326 | 55 |  | Potable | 1 | 1 | 1 | 1 | 2011-11-08 15:17 | BAXTER\todd.deboer | 207 | V-1471 | FIT-524 | 1FG38-1FG39 | {56CBFC0F-58D4-4653-BB8A-BD3298BE7C9A}
2144 | wMAIN-3482 | FG | 2004 ISLE DRIVE EXTENSION AND HINCKLEY ROAD IMPROVEMENTS | 2004 | Carol Winegar | Isle Dr | None | 2.6759 | PVC | 8 |  | 75 | 160 | 428.139 | 42.8139 | 70.6429 | 541.5958 | 55 |  | Potable | 1 | 1 | 1 | 1 | 2011-11-08 15:17 | BAXTER\todd.deboer | 207 | FIT-1945 | V-1471 | 1FG35-1FG38 | {71C43203-9F97-4D47-9CAE-E13A514DBEDD}
2145 | wMAIN-3483 | FG | 2004 ISLE DRIVE EXTENSION AND HINCKLEY ROAD IMPROVEMENTS | 2004 | Carol Winegar | Isle Dr | None | 2.8386 | PVC | 8 |  | 75 | 160 | 454.1762 | 45.4176 | 74.9391 | 574.5329 | 55 |  | Potable | 1 | 1 | 1 | 1 | 2011-11-08 15:17 | BAXTER\todd.deboer | 207 | FIT-1945 | V-1472 | 1FG35-1FG36 | {76A0A42D-3A30-4B06-BE7A-30F1255B0CFF}
2146 | wMAIN-3484 | FG | 2004 ISLE DRIVE EXTENSION AND HINCKLEY ROAD IMPROVEMENTS | 2004 | Carol Winegar | Isle Dr | None | 49.9888 | PVC | 8 |  | 75 | 160 | 7998.2123 | 799.8212 | 1319.705 | 10117.7385 | 55 |  | Potable | 1 | 1 | 1 | 1 | 2013-08-13 08:18 | BAXTER\todd.deboer | 207 | wVLV-1472 | wFIT-523 | 1FG36-1FG37 | {EF37EE3D-38C1-4FCA-8B91-A52D83FEE844}
2147 | wMAIN-3485 | FG | 2004 ISLE DRIVE EXTENSION AND HINCKLEY ROAD IMPROVEMENTS | 2004 | RiverStone Professional Centre | Isle Dr | Forthun Rd | 25.1654 | PVC | 8 |  | 75 | 160 | 4026.464 | 402.6464 | 664.3666 | 5093.477 | 55 |  | Potable | 1 | 1 | 1 | 1 | 2013-07-23 10:13 | BAXTER\todd.deboer | 207 | wVLV-1469 | wVLV-1908 | 1FG33-1FG34 | {754DDC60-64F8-4898-B3EC-C12E8A01A2D3}
2148 | wMAIN-3486 | FG | 2004 ISLE DRIVE EXTENSION AND HINCKLEY ROAD IMPROVEMENTS | 2004 | RiverStone Professional Centre | Isle Dr | Forthun Rd | 2.8114 | PVC | 8 |  | 75 | 160 | 449.8311 | 44.9831 | 74.2221 | 569.0364 | 55 |  | Potable | 1 | 1 | 1 | 1 | 2011-11-08 15:17 | BAXTER\todd.deboer | 207 | FIT-1946 | V-1469 | 1FG30-1FG33 | {C3E15BB3-9F4F-4B43-8C66-04A7D86032D0}
2149 | wMAIN-3487 | FG | 2004 ISLE DRIVE EXTENSION AND HINCKLEY ROAD IMPROVEMENTS | 2004 | RiverStone Professional Centre | Isle Dr | Forthun Rd | 2.8114 | PVC | 8 |  | 75 | 160 | 449.8184 | 44.9818 | 74.22 | 569.0202 | 55 |  | Potable | 1 | 1 | 1 | 1 | 2011-11-08 15:17 | BAXTER\todd.deboer | 207 | FIT-1946 | V-1470 | 1FG30-1FG31 | {24D4F12B-D2BF-4431-A060-728035016F9D}
2150 | wMAIN-3488 | FG | 2004 ISLE DRIVE EXTENSION AND HINCKLEY ROAD IMPROVEMENTS | 2004 | RiverStone Professional Centre | Isle Dr | Forthun Rd | 49.3752 | PVC | 8 |  | 75 | 160 | 7900.034 | 790.0034 | 1303.5056 | 9993.5431 | 55 |  | Potable | 1 | 1 | 1 | 1 | 2011-11-08 15:17 | BAXTER\todd.deboer | 207 | V-1470 | FIT-525 | 1FG31-1FG32 | {E33B65F7-6457-47D2-9BE4-121E3C9B5B57}
2151 | wMAIN-3491 | FF | HOME DEPOT SITE IMPROVEMENTS | 1999 | Home Depot | None | None | 299.5524 | PVC | 8 |  | 75 | 160 | 47928.3804 | 4792.838 | 7908.1828 | 60629.4012 | 50 |  | Potable | 1 | 1 | 1 | 1 | 2011-11-08 15:17 | BAXTER\todd.deboer |  | FIT-874 | FIT-873 | 1FF37-1FF40 | {E88E06E4-51EE-46B0-B142-382679770291}
2152 | wMAIN-3492 | FF | HOME DEPOT SITE IMPROVEMENTS | 1999 | Home Depot | None | None | 374.2197 | PVC | 8 |  | 75 | 160 | 59875.1554 | 5987.5155 | 9879.4006 | 75742.0716 | 50 |  | Potable | 1 | 1 | 1 | 1 | 2011-11-08 15:17 | BAXTER\todd.deboer |  | V-1465 | FIT-874 | 1FF36-1FF37 | {08A3810E-FF6A-4AE1-A79C-6917051183AB}
2153 | wMAIN-3500 | OF | 2004 MEREDITH, NORWAY AND LANCER AREA UTILITY AND ROADWAY IMPROVEMENTS | 2004 | Honeysuckle Way | Shaddowwood Dr | Oak St | 1.6574 | PVC | 6 |  | 75 | 140 | 232.0415 | 23.2042 | 38.2869 | 293.5325 | 55 |  | Potable | 1 | 1 | 1 | 1 | 2011-11-08 15:17 | BAXTER\todd.deboer | 237 | FIT-880 |  | 1OF13-1OF14 | {8008FA01-6481-4D9D-AB90-0E0BC0478086}
2154 | wMAIN-3501 | OG | 2004 MEREDITH, NORWAY AND LANCER AREA UTILITY AND ROADWAY IMPROVEMENTS | 2004 | Honeysuckle Way | Shaddowwood Dr | Oak St | 461.0544 | PVC | 8 |  | 75 | 160 | 73768.7078 | 7376.8708 | 12171.8368 | 93317.4153 | 55 |  | Potable | 1 | 1 | 1 | 1 | 2011-11-08 15:17 | BAXTER\todd.deboer | 237 | FIT-1834 | FIT-884 | 1OG07-1OG29 | {482CD89D-0396-4773-80B3-8460C2C87310}
2155 | wMAIN-3502 | OG | WEDGEWOOD AND OAK STREET IMPROVEMENTS | 1992 | Honeysuckle Way | Shaddowwood Dr | Oak St | 5.0015 | PVC | 6 |  | 75 | 140 | 700.2063 | 70.0206 | 115.534 | 885.7609 | 43 |  | Potable | 1 | 1 | 1 | 1 | 2011-11-08 15:17 | BAXTER\todd.deboer | 289 | FIT-1652 | FIT-1834 | 1OG04-1OG07 | {247A3434-4AC9-413F-A89B-1B4C114E8986}
2156 | wMAIN-3503 | PH | 2004 MEREDITH, NORWAY AND LANCER AREA UTILITY AND ROADWAY IMPROVEMENTS | 2004 | Fairview Rd | Norway Dr | Meredith Dr | 301.867 | PVC | 10 |  | 75 | 180 | 54336.0525 | 5433.6053 | 8965.4487 | 68735.1064 | 55 |  | Potable | 1 | 1 | 1 | 1 | 2011-11-08 15:17 | BAXTER\todd.deboer | 237 | FIT-902 | FIT-904 | 1PH13-1PH16 | {0D01121E-A62C-481B-9B08-9715ADC3D029}
2157 | wMAIN-3506 | PH | 2004 MEREDITH, NORWAY AND LANCER AREA UTILITY AND ROADWAY IMPROVEMENTS | 2004 | Fairview Rd | Norway Dr | Meredith Dr | 2.4261 | PVC | 8 |  | 75 | 160 | 388.1755 | 38.8176 | 64.049 | 491.042 | 55 |  | Potable | 1 | 1 | 1 | 1 | 2011-11-08 15:17 | BAXTER\todd.deboer | 237 | FIT-903 | FIT-530 | 1PH17-1PH20 | {4BBA187F-1ED1-4916-AFD7-E9A9CDCEBC7B}
2158 | wMAIN-3507 | PH | 2004 MEREDITH, NORWAY AND LANCER AREA UTILITY AND ROADWAY IMPROVEMENTS | 2004 | Fairview Rd | Norway Dr | Meredith Dr | 20.1964 | PVC | 8 |  | 75 | 160 | 3231.424 | 323.1424 | 533.185 | 4087.7513 | 55 |  | Potable | 1 | 1 | 1 | 1 | 2011-11-08 15:17 | BAXTER\todd.deboer | 237 | FIT-904 | FIT-903 | 1PH16-1PH17 | {B07469C8-D4A8-49EC-A931-29AE179A2A38}
2159 | wMAIN-3508 | PH | 2004 MEREDITH, NORWAY AND LANCER AREA UTILITY AND ROADWAY IMPROVEMENTS | 2004 | Fairview Rd | Norway Dr | Meredith Dr | 329.653 | PVC | 10 |  | 75 | 180 | 59337.5394 | 5933.7539 | 9790.694 | 75061.9874 | 55 |  | Potable | 1 | 1 | 1 | 1 | 2011-11-08 15:17 | BAXTER\todd.deboer | 237 | FIT-904 | FIT-906 | 1PH16-1PH21 | {6FA2AD85-8E67-41F8-9020-65AD5D9535E3}
2160 | wMAIN-3511 | PH | 2004 MEREDITH, NORWAY AND LANCER AREA UTILITY AND ROADWAY IMPROVEMENTS | 2004 | Fairview Rd | Norway Dr | Meredith Dr | 34.1409 | PVC | 10 |  | 75 | 180 | 6145.3631 | 614.5363 | 1013.9849 | 7773.8843 | 55 |  | Potable | 1 | 1 | 1 | 1 | 2011-11-08 15:17 | BAXTER\todd.deboer | 237 | FIT-906 | V-1424 | 1PH21-1PH24 | {54AEF214-0B43-4FC8-A62A-4CFC63BF6C6C}
2161 | wMAIN-3512 | PH | 2004 MEREDITH, NORWAY AND LANCER AREA UTILITY AND ROADWAY IMPROVEMENTS | 2004 | Fairview Rd | Norway Dr | Meredith Dr | 2.9246 | PVC | 10 |  | 75 | 180 | 526.4356 | 52.6436 | 86.8619 | 665.9411 | 55 |  | Potable | 1 | 1 | 1 | 1 | 2011-11-08 15:17 | BAXTER\todd.deboer | 237 | V-1424 | FIT-905 | 1PH24-1PH25 | {765A58F2-D04C-4818-A685-D1A97B737EBB}
2162 | wMAIN-3513 | PH | 2004 MEREDITH, NORWAY AND LANCER AREA UTILITY AND ROADWAY IMPROVEMENTS | 2004 | Norway Dr | Meredith Dr | Fairview Rd | 3.0582 | PVC | 8 |  | 75 | 160 | 489.3143 | 48.9314 | 80.7369 | 618.9826 | 55 |  | Potable | 1 | 1 | 1 | 1 | 2011-11-08 15:17 | BAXTER\todd.deboer | 237 | FIT-905 | V-1423 | 1PH25-1PH26 | {66617C4B-3DD8-4D03-8555-B44A0E1C75F6}
2163 | wMAIN-3516 | PH | 2004 MEREDITH, NORWAY AND LANCER AREA UTILITY AND ROADWAY IMPROVEMENTS | 2004 | Fairview Rd | State Hwy 210 | Norway Dr | 4.8507 | PVC | 10 |  | 75 | 180 | 873.1276 | 87.3128 | 144.0661 | 1104.5064 | 55 |  | Potable | 1 | 1 | 1 | 1 | 2011-11-08 15:17 | BAXTER\todd.deboer | 237 | FIT-907 | FIT-531 | 1PH27-1PH30 | {06D25F02-6C6F-4B0C-9A68-661E139659EF}
2164 | wMAIN-3519 | PH | 2004 MEREDITH, NORWAY AND LANCER AREA UTILITY AND ROADWAY IMPROVEMENTS | 2004 | Norway Dr | Meredith Dr | Fairview Rd | 2.2985 | PVC | 8 |  | 75 | 160 | 367.7636 | 36.7764 | 60.681 | 465.221 | 55 |  | Potable | 1 | 1 | 1 | 1 | 2011-11-08 15:17 | BAXTER\todd.deboer | 237 | FIT-909 | FIT-527 | 1PH32-1PH35 | {07591E92-D6C3-4DE3-BCA4-DBA35E3F212B}
2165 | wMAIN-3520 | PH | 2004 MEREDITH, NORWAY AND LANCER AREA UTILITY AND ROADWAY IMPROVEMENTS | 2004 | Norway Dr | Meredith Dr | Fairview Rd | 39.7032 | PVC | 8 |  | 75 | 160 | 6352.5064 | 635.2506 | 1048.1636 | 8035.9206 | 55 |  | Potable | 1 | 1 | 1 | 1 | 2011-11-08 15:17 | BAXTER\todd.deboer | 237 | FIT-908 | FIT-909 | 1PH31-1PH32 | {B96E77D6-356F-4E7B-A3E2-01491F9C1D5B}
2166 | wMAIN-3521 | PH | 2004 MEREDITH, NORWAY AND LANCER AREA UTILITY AND ROADWAY IMPROVEMENTS | 2004 | Norway Dr | Meredith Dr | Fairview Rd | 551.3469 | PVC | 8 |  | 75 | 160 | 88215.4996 | 8821.55 | 14555.5574 | 111592.6069 | 55 |  | Potable | 1 | 1 | 1 | 1 | 2011-11-08 15:17 | BAXTER\todd.deboer | 237 | FIT-908 | FIT-910 | 1PH31-1PH36 | {C1BA3439-D0EE-4FDD-8890-8319B94C2BB4}
2167 | wMAIN-3524 | PH | 2004 MEREDITH, NORWAY AND LANCER AREA UTILITY AND ROADWAY IMPROVEMENTS | 2004 | Norway Dr | Meredith Dr | Fairview Rd | 601.726 | PVC | 8 |  | 75 | 160 | 96276.1545 | 9627.6154 | 15885.5655 | 121789.3354 | 55 |  | Potable | 1 | 1 | 1 | 1 | 2011-11-08 15:17 | BAXTER\todd.deboer | 237 | V-1418 | FIT-910 | 1PG27-1PH36 | {1A8CA3A2-DC0C-4EAD-99E3-66D4779285B6}
2168 | wMAIN-3525 | PG | 2004 MEREDITH, NORWAY AND LANCER AREA UTILITY AND ROADWAY IMPROVEMENTS | 2004 | Norway Dr | Meredith Dr | Fairview Rd | 4.8019 | PVC | 8 |  | 75 | 160 | 768.3011 | 76.8301 | 126.7697 | 971.9009 | 55 |  | Potable | 1 | 1 | 1 | 1 | 2011-11-08 15:17 | BAXTER\todd.deboer | 237 | FIT-911 | V-1418 | 1PG24-1PG27 | {B92A6FD8-D793-4EEA-9BB2-6D162E80FE08}
2169 | wMAIN-3532 | PG | 2004 MEREDITH, NORWAY AND LANCER AREA UTILITY AND ROADWAY IMPROVEMENTS | 2004 | Meredith Dr | Norway Dr | Fairview Rd | 41.722 | PVC | 8 |  | 75 | 160 | 6675.5261 | 667.5526 | 1101.4618 | 8444.5405 | 55 |  | Potable | 1 | 1 | 1 | 1 | 2011-11-08 15:17 | BAXTER\todd.deboer | 237 | V-1413 | FIT-913 | 1PG17-1PG18 | {2243ADD0-B580-4DDC-93EA-88EE722A1728}
2170 | wMAIN-3533 | PG | 2004 MEREDITH, NORWAY AND LANCER AREA UTILITY AND ROADWAY IMPROVEMENTS | 2004 | Norway Dr | Meredth Dr | Fairview Rd | 2.7933 | PVC | 8 |  | 75 | 160 | 446.9283 | 44.6928 | 73.7432 | 565.3643 | 55 |  | Potable | 1 | 1 | 1 | 1 | 2011-11-08 15:17 | BAXTER\todd.deboer | 237 | FIT-914 | V-1413 | 1PG08-1PG17 | {4D40DDF5-B182-4830-9B9D-552F97C4990E}
2171 | wMAIN-3534 | PG | 2004 MEREDITH, NORWAY AND LANCER AREA UTILITY AND ROADWAY IMPROVEMENTS | 2004 | Norway Dr | Meredith Dr | Fairview Rd | 1.9285 | PVC | 8 |  | 75 | 160 | 308.5646 | 30.8565 | 50.9132 | 390.3342 | 55 |  | Potable | 1 | 1 | 1 | 1 | 2011-11-08 15:17 | BAXTER\todd.deboer | 237 | FIT-914 | FIT-159 | 1PG08-1PG28 | {201EA0E3-8461-422F-BF93-982B5C4FAA42}
2172 | wMAIN-3535 | PG | 2004 MEREDITH, NORWAY AND LANCER AREA UTILITY AND ROADWAY IMPROVEMENTS | 2004 | Meredith Dr | Norway Dr | Fairview Rd | 382.4796 | PVC | 10 |  | 75 | 180 | 68846.3338 | 6884.6334 | 11359.6451 | 87090.6122 | 55 |  | Potable | 1 | 1 | 1 | 1 | 2011-11-08 15:17 | BAXTER\todd.deboer | 237 | V-1414 | FIT-887 | 1PG09-1PG10 | {5B92DBC8-C4B1-4919-93E0-21952496EEE9}
2173 | wMAIN-3538 | PG | 2004 MEREDITH, NORWAY AND LANCER AREA UTILITY AND ROADWAY IMPROVEMENTS | 2004 | Meredith Dr | Norway Dr | Fairview Rd | 3.2818 | PVC | 8 |  | 75 | 160 | 525.0877 | 52.5088 | 86.6395 | 664.2359 | 55 |  | Potable | 1 | 1 | 1 | 1 | 2011-11-08 15:17 | BAXTER\todd.deboer | 237 | FIT-887 | FIT-381 | 1PG10-1PG11 | {5D0514F6-F29C-42D6-B571-DB1DA326C75C}
2174 | wMAIN-3539 | PG | 2004 MEREDITH, NORWAY AND LANCER AREA UTILITY AND ROADWAY IMPROVEMENTS | 2004 | Meredith Dr | Norway Dr | Fairview Rd | 318.2181 | PVC | 10 |  | 75 | 180 | 57279.2657 | 5727.9266 | 9451.0788 | 72458.2711 | 55 |  | Potable | 1 | 1 | 1 | 1 | 2011-11-08 15:17 | BAXTER\todd.deboer | 237 | FIT-887 | V-316 | 1PG10-1PG14 | {D1E383EB-D04E-45CF-9C6B-AC448CBB4844}
2175 | wMAIN-3540 | PG | 2004 MEREDITH, NORWAY AND LANCER AREA UTILITY AND ROADWAY IMPROVEMENTS | 2004 | Meredith Dr | Oak St | Fairview Rd | 2.7415 | PVC | 10 |  | 75 | 180 | 493.4684 | 49.3468 | 81.4223 | 624.2375 | 55 |  | Potable | 1 | 1 | 1 | 1 | 2011-11-08 15:17 | BAXTER\todd.deboer | 237 | V-316 | FIT-888 | 1PG14-1PG15 | {C1C77108-BBBC-464B-86F3-C36040108920}
2176 | wMAIN-3541 | PG | 2004 MEREDITH, NORWAY AND LANCER AREA UTILITY AND ROADWAY IMPROVEMENTS | 2004 | Oak St | Meredith Dr | Shaddowwood Dr | 3.3568 | PVC | 10 |  | 75 | 180 | 604.222 | 60.4222 | 99.6966 | 764.3408 | 55 |  | Potable | 1 | 1 | 1 | 1 | 2011-11-08 15:17 | BAXTER\todd.deboer | 237 | FIT-888 | V-1446 | 1PG15-1PG16 | {ECD32174-39F9-4116-B69C-0E046F8E6996}
2177 | wMAIN-3542 | PH | 2004 MEREDITH, NORWAY AND LANCER AREA UTILITY AND ROADWAY IMPROVEMENTS | 2004 | Meredith Dr | Oak St | Fairview Rd | 491.3302 | PVC | 10 |  | 75 | 180 | 88439.4447 | 8843.9445 | 14592.5084 | 111875.8976 | 55 |  | Potable | 1 | 1 | 1 | 1 | 2011-11-08 15:17 | BAXTER\todd.deboer | 237 | V-1446 | FIT-890 | 1PG16-1PH01 | {25067B4A-F75E-4E42-9175-9B1853F68224}
2178 | wMAIN-3545 | PH | 2004 MEREDITH, NORWAY AND LANCER AREA UTILITY AND ROADWAY IMPROVEMENTS | 2004 | Meredith Dr | Oak St | Fairview Rd | 339.5709 | PVC | 10 |  | 75 | 180 | 61122.7552 | 6112.2755 | 10085.2546 | 77320.2853 | 55 |  | Potable | 1 | 1 | 1 | 1 | 2011-11-08 15:17 | BAXTER\todd.deboer | 237 | FIT-890 | FIT-889 | 1PH01-1PH04 | {9CE7A8CA-4E4C-493C-A300-16654A2C1AC8}
2179 | wMAIN-3548 | PH | 2004 MEREDITH, NORWAY AND LANCER AREA UTILITY AND ROADWAY IMPROVEMENTS | 2004 | Meredith Dr | Oak St | Fairview Rd | 3.0196 | PVC | 10 |  | 75 | 180 | 543.5297 | 54.353 | 89.6824 | 687.5651 | 55 |  | Potable | 1 | 1 | 1 | 1 | 2011-11-08 15:17 | BAXTER\todd.deboer | 237 | FIT-901 | V-1427 | 1PH11-1PH12 | {064E4DEA-9745-4859-9E91-A5F7300BFB1A}
2180 | wMAIN-3551 | PH | 2004 MEREDITH, NORWAY AND LANCER AREA UTILITY AND ROADWAY IMPROVEMENTS | 2004 | Fairview Rd | Norway Dr | Meredith Dr | 45.886 | PVC | 10 |  | 75 | 180 | 8259.4828 | 825.9483 | 1362.8147 | 10448.2458 | 55 |  | Potable | 1 | 1 | 1 | 1 | 2011-11-08 15:17 | BAXTER\todd.deboer | 237 | FIT-901 | FIT-902 | 1PH11-1PH13 | {91533BC1-8FCE-4B7A-86CD-EB986B023B0B}
2181 | wMAIN-3552 | PH | 2004 MEREDITH, NORWAY AND LANCER AREA UTILITY AND ROADWAY IMPROVEMENTS | 2004 | Fairview Rd | Meredith Dr | Lancer Dr | 2.8091 | PVC | 10 |  | 75 | 180 | 505.6357 | 50.5636 | 83.4299 | 639.6292 | 55 |  | Potable | 1 | 1 | 1 | 1 | 2011-11-08 15:17 | BAXTER\todd.deboer | 237 | V-1428 | FIT-901 | 1PH10-1PH11 | {FDBC25E0-D609-4C30-AB36-18E10599A0B7}
2182 | wMAIN-3553 | PH | 2004 MEREDITH, NORWAY AND LANCER AREA UTILITY AND ROADWAY IMPROVEMENTS | 2004 | Fairview Rd | Meredith Dr | Lancer Dr | 302.6356 | PVC | 10 |  | 75 | 180 | 54474.4056 | 5447.4406 | 8988.2769 | 68910.1231 | 55 |  | Potable | 1 | 1 | 1 | 1 | 2011-11-08 15:17 | BAXTER\todd.deboer | 237 | FIT-900 | V-1428 | 1PH07-1PH10 | {9407D5B2-A3CF-48DF-B192-6B45685F9FA5}
2183 | wMAIN-3556 | OH | 2004 MEREDITH, NORWAY AND LANCER AREA UTILITY AND ROADWAY IMPROVEMENTS | 2004 | Fairview Rd | Meredith Dr | Lancer Dr | 3.0877 | PVC | 10 |  | 75 | 180 | 555.7903 | 55.579 | 91.7054 | 703.0747 | 55 |  | Potable | 1 | 1 | 1 | 1 | 2011-11-08 15:17 | BAXTER\todd.deboer | 237 | V-1432 | FIT-898 | 1OH01-1OH02 | {736ED383-4D31-4FBB-B4FC-56ECF0DF15D5}
2184 | wMAIN-3557 | OH | 2004 MEREDITH, NORWAY AND LANCER AREA UTILITY AND ROADWAY IMPROVEMENTS | 2004 | State Hwy 210 | Lancer Dr | None | 2.2089 | PVC | 10 |  | 75 | 180 | 397.601 | 39.7601 | 65.6042 | 502.9653 | 55 |  | Potable | 1 | 1 | 1 | 1 | 2011-11-08 15:17 | BAXTER\todd.deboer | 237 | FIT-898 | V-193 | 1OH02-1OH03 | {F62E26A1-1DA0-495E-BBA7-385D17FA2A62}
2185 | wMAIN-3558 | OH | 2004 MEREDITH, NORWAY AND LANCER AREA UTILITY AND ROADWAY IMPROVEMENTS | 2004 | Lancer Dr | Lancer Pl | Fairview Rd | 3.9677 | PVC | 8 |  | 75 | 160 | 634.8358 | 63.4836 | 104.7479 | 803.0673 | 55 |  | Potable | 1 | 1 | 1 | 1 | 2011-11-08 15:17 | BAXTER\todd.deboer | 237 | FIT-898 | V-1431 | 1OH03-1OH04 | {E4CA2E68-7846-453E-AC81-0171E497A3C3}
2186 | wMAIN-3559 | OH | 2004 MEREDITH, NORWAY AND LANCER AREA UTILITY AND ROADWAY IMPROVEMENTS | 2004 | Lancer Dr | Lancer Pl | Fairview Dr | 18.0125 | PVC | 8 |  | 75 | 160 | 2881.9965 | 288.1997 | 475.5294 | 3645.7256 | 55 |  | Potable | 1 | 1 | 1 | 1 | 2011-11-08 15:17 | BAXTER\todd.deboer | 237 | V-1431 | FIT-897 | 1OH04-1OH05 | {7033E9D2-A144-4271-BE34-639071AB59CE}
2187 | wMAIN-3560 | OH | 2004 MEREDITH, NORWAY AND LANCER AREA UTILITY AND ROADWAY IMPROVEMENTS | 2004 | Lancer Dr | Lancer Pl | Fairview Rd | 2.8208 | PVC | 6 |  | 75 | 140 | 394.9161 | 39.4916 | 65.1612 | 499.5688 | 55 |  | Potable | 1 | 1 | 1 | 1 | 2011-11-08 15:17 | BAXTER\todd.deboer | 237 |  | HYD-635 | 1OH06-1OH07 | {B7746421-7EC1-4DBA-A897-88E1B148906F}
2188 | wMAIN-3561 | OH | 2004 MEREDITH, NORWAY AND LANCER AREA UTILITY AND ROADWAY IMPROVEMENTS | 2004 | Lancer Dr | Lancer Pl | Fairview Dr | 37.5843 | PVC | 6 |  | 75 | 140 | 5261.795 | 526.1795 | 868.1962 | 6656.1707 | 55 |  | Potable | 1 | 1 | 1 | 1 | 2011-11-08 15:17 | BAXTER\todd.deboer | 237 | FIT-897 |  | 1OH05-1OH06 | {8DEFFB31-90A5-4310-99EB-7EA12964EB0A}
2189 | wMAIN-3564 | OH | 2004 MEREDITH, NORWAY AND LANCER AREA UTILITY AND ROADWAY IMPROVEMENTS | 2004 | Lancer Dr | Lancer Pl | Fairview Dr | 159.2314 | PVC | 8 |  | 75 | 160 | 25477.0223 | 2547.7022 | 4203.7087 | 32228.4332 | 55 |  | Potable | 1 | 1 | 1 | 1 | 2011-11-08 15:17 | BAXTER\todd.deboer | 237 | FIT-896 | V-1442 | 1OH08-1OH11 | {64924913-7E3B-4C3A-A8AD-E6AD0100FACA}
2190 | wMAIN-3569 | JC | 2004 BITTERROOT IMPROVEMENTS | 2004 | Blackberry Ct | Barberry Ct | Blackberry Ct | 345.7474 | PVC | 8 |  | 75 | 160 | 55319.5851 | 5531.9585 | 9127.7315 | 69979.2751 | 55 |  | Potable | 1 | 1 | 1 | 1 | 2014-08-07 10:27 | BAXTER\todd.deboer | 133 | wVLV-1597 | wVLV-1600 | 1JC32-1JC33 | {0CB0BE44-825A-4392-A7BA-5B64CB607436}
2191 | wMAIN-3571 | JC | 2004 BITTERROOT IMPROVEMENTS | 2004 | Barberry Ct | Kimberlee Dr | Barberry Ct | 2.2699 | PVC | 8 |  | 75 | 160 | 363.1825 | 36.3182 | 59.9251 | 459.4258 | 55 |  | Potable | 1 | 1 | 1 | 1 | 2011-11-08 15:17 | BAXTER\todd.deboer | 133 | V-1600 | FIT-766 | 1JC33-1JC34 | {D850C0D6-F50D-40F8-9C54-718C84C3EC22}
2192 | wMAIN-3572 | JC | 2004 BITTERROOT IMPROVEMENTS | 2004 | Barberry Ct | Kimberlee Dr | Barberry Ct | 2.3322 | PVC | 8 |  | 75 | 160 | 373.1519 | 37.3152 | 61.5701 | 472.0372 | 55 |  | Potable | 1 | 1 | 1 | 1 | 2011-11-08 15:17 | BAXTER\todd.deboer | 133 | FIT-766 | V-1602 | 1JC34-1JC38 | {78728C81-570A-4EC5-AA4E-35CBD9EEE192}
2193 | wMAIN-3573 | JC | 2004 BITTERROOT IMPROVEMENTS | 2004 | Barberry Ct | Cosmos Rd | None | 2.8274 | PVC | 6 |  | 75 | 140 | 395.8346 | 39.5835 | 65.3127 | 500.7308 | 55 |  | Potable | 1 | 1 | 1 | 1 | 2011-11-08 15:17 | BAXTER\todd.deboer | 133 | FIT-766 | V-1601 | 1JC34-1JC35 | {5A777CA3-B6AD-4984-A254-20B270978B05}
2194 | wMAIN-3574 | JC | 2004 BITTERROOT IMPROVEMENTS | 2004 | Blackberry Ct | None | None | 2.2038 | PVC | 6 |  | 75 | 140 | 308.5363 | 30.8536 | 50.9085 | 390.2985 | 55 |  | Potable | 1 | 1 | 1 | 1 | 2011-11-08 15:17 | BAXTER\todd.deboer | 133 |  | HYD-709 | 1JC30-1JC31 | {14A47C9D-EA9E-479B-82EC-6FE718E3C312}
2195 | wMAIN-3576 | JC | 2004 BITTERROOT IMPROVEMENTS | 2004 | Blackberry Ct | Blackberry Ct | Rockrose Dr | 2.9607 | PVC | 8 |  | 75 | 160 | 473.7133 | 47.3713 | 78.1627 | 599.2473 | 55 |  | Potable | 1 | 1 | 1 | 1 | 2011-11-08 15:17 | BAXTER\todd.deboer | 133 | V-1595 | FIT-767 | 1JC27-1JC28 | {FFE659B1-8AB7-424B-B35C-02D62164D664}
2196 | wMAIN-3577 | JC | 2004 BITTERROOT IMPROVEMENTS | 2004 | Blackberry Ct | Blackeberry Ct | Rockrose Rd | 2.7951 | PVC | 8 |  | 75 | 160 | 447.2235 | 44.7223 | 73.7919 | 565.7377 | 55 |  | Potable | 1 | 1 | 1 | 1 | 2011-11-08 15:17 | BAXTER\todd.deboer | 133 | FIT-767 | V-1597 | 1JC28-1JC32 | {0FE78D8D-927E-450A-8B07-E4E8B1AA97A7}
2197 | wMAIN-3578 | JC | 2004 BITTERROOT IMPROVEMENTS | 2004 | Blackberry Ct | Cosmos Rd | None | 2.8924 | PVC | 6 |  | 75 | 140 | 404.9348 | 40.4935 | 66.8142 | 512.2425 | 55 |  | Potable | 1 | 1 | 1 | 1 | 2011-11-08 15:17 | BAXTER\todd.deboer | 133 | FIT-767 | V-1596 | 1JC28-1JC29 | {3C29A6CA-015E-4EF1-84D2-7648B6F9ADA2}
2198 | wMAIN-3579 | JC | 2004 BITTERROOT IMPROVEMENTS | 2004 | Blackberry Ct | Blackberry Ct | Rockrose Dr | 301.3439 | PVC | 8 |  | 75 | 160 | 48215.0288 | 4821.5029 | 7955.4798 | 60992.0115 | 55 |  | Potable | 1 | 1 | 1 | 1 | 2011-11-08 15:17 | BAXTER\todd.deboer | 133 | FIT-768 | V-1595 | 1JC24-1JC27 | {6B62E67E-D6D7-4CB0-AAB2-EE780AADCC54}
2199 | wMAIN-3580 | JC | 2004 BITTERROOT IMPROVEMENTS | 2004 | Cosmos Rd | Cosmos Rd | None | 175.249 | PVC | 8 |  | 75 | 160 | 28039.8403 | 2803.984 | 4626.5737 | 35470.398 | 55 |  | Potable | 1 | 1 | 1 | 1 | 2011-11-08 15:17 | BAXTER\todd.deboer | 133 | FIT-770 |  | 1JC18-1JC19 | {D045CC5E-2799-4266-B3CA-C1319576F775}
2200 | wMAIN-3581 | JC | 2004 BITTERROOT IMPROVEMENTS | 2004 | Rockrose Dr | Cosmos Rd | None | 3.0148 | PVC | 8 |  | 75 | 160 | 482.3711 | 48.2371 | 79.5912 | 610.1994 | 55 |  | Potable | 1 | 1 | 1 | 1 | 2011-11-08 15:17 | BAXTER\todd.deboer | 133 |  | FIT-485 | 1JC19-1JC20 | {058D8C69-E712-4129-939F-B7AF19D8064A}
2201 | wMAIN-3586 | IZ | 2004 INGLEWOOD DRIVE AND CLEARWATER ROAD IMPROVEMENTS | 2004 | Inglewood Dr | Meadow Ct | Woida Rd | 51.1688 | PVC | 12 |  | 75 | 200 | 10233.7524 | 1023.3752 | 1688.5691 | 12945.6967 | 55 |  | Potable | 1 | 1 | 1 | 1 | 2016-06-08 14:42 | BAXTER\todd.deboer | 150 | wFIT-775 | wFIT-487 | 1IA17-1IZ01 | {559ED31E-D4D4-4D46-B242-39B9894D0A31}
2202 | wMAIN-3587 | IA | 2004 INGLEWOOD DRIVE AND CLEARWATER ROAD IMPROVEMENTS | 2004 | Inglewood Dr | Meadow Ct | Woida Rd | 246.612 | PVC | 12 |  | 75 | 200 | 49322.404 | 4932.2404 | 8138.1967 | 62392.8411 | 55 |  | Potable | 1 | 1 | 1 | 1 | 2011-11-08 15:17 | BAXTER\todd.deboer | 150 | FIT-777 | FIT-776 | 1IA11-1IA14 | {D1155516-D77D-4C4E-8837-DBA9506A4511}
2203 | wMAIN-3588 | IA | 2004 INGLEWOOD DRIVE AND CLEARWATER ROAD IMPROVEMENTS | 2004 | Inglewood Dr | Meadow Ct | Woida Rd | 53.3848 | PVC | 12 |  | 75 | 200 | 10676.9537 | 1067.6954 | 1761.6974 | 13506.3465 | 55 |  | Potable | 1 | 1 | 1 | 1 | 2011-11-08 15:17 | BAXTER\todd.deboer | 150 | FIT-779 | FIT-777 | 1IA09-1IA11 | {F007C0BA-662F-451C-8086-E63BF3554274}
2204 | wMAIN-3589 | IA | 2004 INGLEWOOD DRIVE AND CLEARWATER ROAD IMPROVEMENTS | 2004 | Inglewood Dr | Meadow Ct | None | 331.7051 | PVC | 12 |  | 75 | 200 | 66341.026 | 6634.1026 | 10946.2693 | 83921.3979 | 55 |  | Potable | 1 | 1 | 1 | 1 | 2011-11-08 15:17 | BAXTER\todd.deboer | 150 | FIT-778 | FIT-779 | 1IA07-1IA09 | {F6DA3DCE-B100-43D2-93B7-F2A4E22FA959}
2205 | wMAIN-3590 | IA | 2004 INGLEWOOD DRIVE AND CLEARWATER ROAD IMPROVEMENTS | 2004 | Inglewood Dr | Atwater Rd | Meadow Ct | 171.2643 | PVC | 12 |  | 75 | 200 | 34252.8643 | 3425.2864 | 5651.7226 | 43329.8734 | 55 |  | Potable | 1 | 1 | 1 | 1 | 2011-11-08 15:17 | BAXTER\todd.deboer | 150 | FIT-780 | FIT-778 | 1IA04-1IA07 | {0083CB40-3F52-4C87-99D5-7AA29575983D}
2206 | wMAIN-3591 | IA | 2004 INGLEWOOD DRIVE AND CLEARWATER ROAD IMPROVEMENTS | 2004 | Inglewood Dr | Atwater Rd | Meadow Ct | 307.6543 | PVC | 12 |  | 75 | 200 | 61530.8598 | 6153.086 | 10152.5919 | 77836.5376 | 55 |  | Potable | 1 | 1 | 1 | 1 | 2011-11-08 15:17 | BAXTER\todd.deboer | 150 | FIT-781 | FIT-780 | 1IA01-1IA04 | {DFA035F9-9797-44AF-978C-6D461A3BD5F7}
2207 | wMAIN-3592 | IB | 2004 INGLEWOOD DRIVE AND CLEARWATER ROAD IMPROVEMENTS | 2004 | Inglewood Dr | Atwater Rd | Meadow Ct | 270.2256 | PVC | 12 |  | 75 | 200 | 54045.1101 | 5404.511 | 8917.4432 | 68367.0642 | 55 |  | Potable | 1 | 1 | 1 | 1 | 2011-11-08 15:17 | BAXTER\todd.deboer | 150 | FIT-784 | FIT-781 | 1IB08-1IA01 | {C223FDB6-60A2-40DC-823F-BE6547E24B1E}
2208 | wMAIN-3593 | IB | 2004 INGLEWOOD DRIVE AND CLEARWATER ROAD IMPROVEMENTS | 2004 | Inglewood Dr | Clearwater Rd | Atwater Rd | 397.2071 | PVC | 12 |  | 75 | 200 | 79441.4229 | 7944.1423 | 13107.8348 | 100493.4 | 55 |  | Potable | 1 | 1 | 1 | 1 | 2011-11-08 15:17 | BAXTER\todd.deboer | 150 | FIT-782 | FIT-784 | 1IB06-1IB08 | {DED04ACC-32FE-4171-B2E1-25DFA405AB98}
2209 | wMAIN-3594 | IB | 2004 INGLEWOOD DRIVE AND CLEARWATER ROAD IMPROVEMENTS | 2004 | Inglewood Dr | Clearwater Rd | Atwater Rd | 24.3585 | PVC | 12 |  | 75 | 200 | 4871.7064 | 487.1706 | 803.8316 | 6162.7086 | 55 |  | Potable | 1 | 1 | 1 | 1 | 2011-11-08 15:17 | BAXTER\todd.deboer | 150 | FIT-783 | FIT-782 | 1IB03-1IB06 | {FB041B5D-E429-467E-AE12-953E7208080D}
2210 | wMAIN-3595 | IB | 2004 INGLEWOOD DRIVE AND CLEARWATER ROAD IMPROVEMENTS | 2004 | Inglewood Dr | Clearwater Rd | Atwater Rd | 329.922 | PVC | 12 |  | 75 | 200 | 65984.3906 | 6598.4391 | 10887.4244 | 83470.2541 | 55 |  | Potable | 1 | 1 | 1 | 1 | 2011-11-08 15:17 | BAXTER\todd.deboer | 150 | FIT-785 | FIT-783 | 1IB02-1IB03 | {549AEBAF-9C87-450C-91F7-16DAC9B3377B}
2211 | wMAIN-3596 | IB | 2004 INGLEWOOD DRIVE AND CLEARWATER ROAD IMPROVEMENTS | 2004 | Inglewood Dr | Clearwater Rd | Atwater Rd | 24.9807 | PVC | 12 |  | 75 | 200 | 4996.1416 | 499.6142 | 824.3634 | 6320.1192 | 55 |  | Potable | 1 | 1 | 1 | 1 | 2011-11-08 15:17 | BAXTER\todd.deboer | 150 | FIT-786 | FIT-785 | 1IB01-1IB02 | {442EBE18-F700-401C-9E00-5DAAF9A9B610}
2212 | wMAIN-3597 | IA | 2004 INGLEWOOD DRIVE AND CLEARWATER ROAD IMPROVEMENTS | 2004 | Woida Rd | Inglewood Dr | Jadewood Dr | 39.4542 | PVC | 12 |  | 75 | 200 | 7890.8303 | 789.083 | 1301.987 | 9981.9003 | 55 |  | Potable | 1 | 1 | 1 | 1 | 2016-06-08 14:57 | BAXTER\todd.deboer | 150 | wFIT-775 | wFIT-486 | 1IA17-1IA18 | {C01DF31C-3D5E-4243-B050-491912EB07D0}
2213 | wMAIN-3598 | HA | 2004 INGLEWOOD DRIVE AND CLEARWATER ROAD IMPROVEMENTS | 2004 | Inglewood Dr | Meadow Ct | Woida Rd | 62.7581 | PVC | 8 |  | 75 | 160 | 10041.2972 | 1004.1297 | 1656.814 | 12702.2409 | 55 |  | Potable | 1 | 1 | 1 | 1 | 2011-11-08 15:17 | BAXTER\todd.deboer | 150 | FIT-776 | FIT-488 | 1IA14-1HA15 | {497B9244-231E-46BD-94F3-6EF885D985A5}
2214 | wMAIN-3603 | IA | 2004 INGLEWOOD DRIVE AND CLEARWATER ROAD IMPROVEMENTS | 2004 | Inglewood Dr | Atwater Rd | Meadow Ct | 1.9117 | PVC | 8 |  | 75 | 160 | 305.8725 | 30.5872 | 50.469 | 386.9287 | 55 |  | Potable | 1 | 1 | 1 | 1 | 2011-11-08 15:17 | BAXTER\todd.deboer | 150 |  | V-1582 | 1IA01-1IA02 | {14B4B9D1-964A-4E24-B292-BC0BD941A627}
2215 | wMAIN-3608 | HB | 2004 INGLEWOOD DRIVE AND CLEARWATER ROAD IMPROVEMENTS | 2004 | Inglewood Dr | Clearwater Rd | Atwater Rd | 51.4501 | PVC | 8 |  | 75 | 160 | 8232.0203 | 823.202 | 1358.2834 | 10413.5057 | 55 |  | Potable | 1 | 1 | 1 | 1 | 2011-11-08 15:17 | BAXTER\todd.deboer | 150 | FIT-785 | V-1579 | 1IB02-1HB12 | {A7197B0D-B9C1-4BCB-B8BA-40EFA3DEACB5}
2216 | wMAIN-3609 | HB | 2004 INGLEWOOD DRIVE AND CLEARWATER ROAD IMPROVEMENTS | 2004 | Inglewood Dr | Clearwater Rd | Atwater Rd | 2.8453 | PVC | 8 |  | 75 | 160 | 455.2509 | 45.5251 | 75.1164 | 575.8924 | 55 |  | Potable | 1 | 1 | 1 | 1 | 2011-11-08 15:17 | BAXTER\todd.deboer | 150 |  |  | 1HB12-1HB13 | {39FC9CB0-EADB-4954-8F67-B24052C8E6BE}
2217 | wMAIN-3611 | IC | 2004 INGLEWOOD DRIVE AND CLEARWATER ROAD IMPROVEMENTS | 2004 | Clearwater Rd | Inglewood Dr | Grand Oaks Dr | 2.3522 | PVC | 12 |  | 75 | 200 | 470.4421 | 47.0442 | 77.623 | 595.1093 | 55 |  | Potable | 1 | 1 | 1 | 1 | 2011-11-08 15:17 | BAXTER\todd.deboer | 150 | FIT-375 | FIT-1940 | 1IC20-1IC19 | {BF708C2E-6D8B-4081-B8B3-0B0CD702BB22}
2218 | wMAIN-3612 | IC | 2004 INGLEWOOD DRIVE AND CLEARWATER ROAD IMPROVEMENTS | 2004 | Inglewood Dr | Inglewood Ct | Austin Rd | 27.0823 | PVC | 10 |  | 75 | 180 | 4874.8203 | 487.482 | 804.3454 | 6166.6477 | 55 |  | Potable | 1 | 1 | 1 | 1 | 2011-11-08 15:17 | BAXTER\todd.deboer | 150 | FIT-788 | FIT-787 | 1IC12-1IC15 | {C1AAA98C-2238-4287-BA80-11C1FF8C2854}
2219 | wMAIN-3613 | IC | 2004 INGLEWOOD DRIVE AND CLEARWATER ROAD IMPROVEMENTS | 2004 | Inglewood Dr | Inglewood Ct | Austin Rd | 234.4361 | PVC | 10 |  | 75 | 180 | 42198.4985 | 4219.8498 | 6962.7522 | 53381.1006 | 55 |  | Potable | 1 | 1 | 1 | 1 | 2011-11-08 15:17 | BAXTER\todd.deboer | 150 | FIT-789 | FIT-788 | 1IC01-1IC12 | {1A7AA22C-BF4B-40C3-9E82-67AC18CFA878}
2220 | wMAIN-3614 | IC | 2004 INGLEWOOD DRIVE AND CLEARWATER ROAD IMPROVEMENTS | 2004 | Inglewood Ct | Inglewood Dr | None | 23.7552 | PVC | 8 |  | 75 | 160 | 3800.837 | 380.0837 | 627.1381 | 4808.0588 | 55 |  | Potable | 1 | 1 | 1 | 1 | 2011-11-08 15:17 | BAXTER\todd.deboer | 150 | FIT-787 | FIT-491 | 1IC15-1IC16 | {1E3B048C-53F3-4294-9966-EC2E6AE52E88}
2221 | wMAIN-3617 | IC | AUSTIN MEADOWS | 2004 | Inglewood Dr | Austin Rd | Cherrywood Dr | 3.853 | PVC | 6 |  | 75 | 140 | 539.4207 | 53.9421 | 89.0044 | 682.3672 | 55 |  | Potable | 1 | 1 | 1 | 1 | 2011-11-08 15:17 | BAXTER\todd.deboer | 119 | FIT-789 | V-1493 | 1IC01-1IC02 | {ABA5ECC6-A841-4AD5-9E06-91F18E5C179F}
2222 | wMAIN-3618 | IC | 2004 INGLEWOOD DRIVE AND CLEARWATER ROAD IMPROVEMENTS | 2004 | Inglewood Dr | Cherrywood Dr | Excelsior Dr | 42.4928 | PVC | 10 |  | 75 | 180 | 7648.7105 | 764.871 | 1262.0372 | 9675.6188 | 55 |  | Potable | 1 | 1 | 1 | 1 | 2011-11-08 15:17 | BAXTER\todd.deboer | 150 | FIT-791 | FIT-790 | 1IC04-1IC03 | {5E06876F-A622-4C69-A67E-446C2998C5E0}
2223 | wMAIN-3619 | IC | 2004 INGLEWOOD DRIVE AND CLEARWATER ROAD IMPROVEMENTS | 2004 | Cherrywood Dr | Inglewood Dr | Calcutta Rd | 198.3857 | PVC | 8 |  | 75 | 160 | 31741.7051 | 3174.1705 | 5237.3813 | 40153.2569 | 55 |  | Potable | 1 | 1 | 1 | 1 | 2011-11-08 15:17 | BAXTER\todd.deboer | 150 | V-1571 | V-1739 | 1IC07-1IC08 | {0627C045-FB54-480B-ADCF-DEEAC30AE049}
2224 | wMAIN-3620 | ID | 2004 INGLEWOOD DRIVE AND CLEARWATER ROAD IMPROVEMENTS | 2004 | Inglewood Dr | Cherrywood Dr | Excelsior Dr | 54.3873 | PVC | 6 |  | 75 | 140 | 7614.2221 | 761.4222 | 1256.3466 | 9631.9909 | 55 |  | Potable | 1 | 1 | 1 | 1 | 2011-11-08 15:17 | BAXTER\todd.deboer | 150 | FIT-792 | FIT-459 | 1ID34-1HD07 | {CB109948-47DD-4CC5-91DD-6A8D99686AF3}
2225 | wMAIN-3621 | ID | 1979 WATER IMPROVEMENTS | 1979 | Inglewood Dr | Cherrywood Dr | Excelsior Dr | 456.1598 | PVC | 10 |  | 75 | 180 | 82108.764 | 8210.8764 | 13547.9461 | 103867.5865 | 30 |  | Potable | 1 | 1 | 1 | 1 | 2011-11-08 15:17 | BAXTER\todd.deboer | 101 | FIT-1299 | FIT-843 | 1ID04-1ID30 | {E4A28A5B-AD90-4349-9ECE-E9C16ECDCFC4}
2226 | wMAIN-3627 | BD | ARBOR GLEN | 2002 | Arbor Glen Apartments | Broadmoor Dr | None | 155.5728 | PVC | 8 |  | 75 | 160 | 24891.6502 | 2489.165 | 4107.1223 | 31487.9375 | 53 |  | Potable | 1 | 1 | 1 | 1 | 2011-11-08 15:17 | BAXTER\todd.deboer | 115 | FIT-797 | FIT-1108 | 1BD52-1BD28 | {8A032E8E-E057-4064-8064-6F5F76DCD7EF}
2227 | wMAIN-3628 | BD | ARBOR GLEN | 2002 | Arbor Glen Apartments | Broadmoor Dr | None | 26.8605 | PVC | 8 |  | 75 | 160 | 4297.6755 | 429.7675 | 709.1164 | 5436.5594 | 53 |  | Potable | 1 | 1 | 1 | 1 | 2011-11-08 15:17 | BAXTER\todd.deboer | 115 | FIT-1108 | V-1108 | 1BD28-1BD29 | {64A2BE22-829F-42B3-ABCD-0C03CAF29A18}
2228 | wMAIN-3629 | BD | 2001 ARBOR GLEN UTILITY IMPROVEMENTS | 2002 | Arbor Glen Apartments | None | None | 6.6108 | PVC | 6 |  | 75 | 140 | 925.5084 | 92.5508 | 152.7089 | 1170.7682 | 53 |  | Potable | 1 | 1 | 1 | 1 | 2011-11-08 15:17 | BAXTER\todd.deboer | 115 | V-1107 | FIT-1108 | 1BD51-1BD28 | {D1BC81BE-ED91-44D5-8C87-D79C24F4F94A}
2229 | wMAIN-3630 | BD | ARBOR GLEN | 2002 | Arbor Glen Apartments | None | None | 57.793 | PVC | 6 |  | 75 | 140 | 8091.0205 | 809.1021 | 1335.0184 | 10235.141 | 53 |  | Potable | 1 | 1 | 1 | 1 | 2011-11-08 15:17 | BAXTER\todd.deboer | 115 | FIT-1103 | V-1107 | 1BD48-1BD51 | {B72B3D07-98DB-4894-88D3-2F0EF2686BDE}
2230 | wMAIN-3631 | BD | ARBOR GLEN | 2002 | Arbor Glen Apartments | None | None | 70.4529 | PVC | 6 |  | 75 | 140 | 9863.4089 | 986.3409 | 1627.4625 | 12477.2122 | 53 | PIPE ENCLOSED IN 24" DIA. STEEL CASING PIPE | Potable | 1 | 1 | 1 | 1 | 2011-11-08 15:17 | BAXTER\todd.deboer | 115 | FIT-1842 | FIT-1841 | 1BD46-1BD47 | {28304FE7-16D4-4A8D-A663-E08BCD66C313}
2231 | wMAIN-3633 | BD | ARBOR GLEN | 2002 | Arbor Glen Apartments | Dalton Rd | None | 4.1484 | PVC | 6 |  | 75 | 140 | 580.7752 | 58.0775 | 95.8279 | 734.6806 | 53 |  | Potable | 1 | 1 | 1 | 1 | 2011-11-08 15:17 | BAXTER\todd.deboer | 115 | FIT-400 | V-1111 | 1BD41-1BD42 | {DA2E0C97-6C1A-4D42-B0B9-9B4CEDAE3E85}
2232 | wMAIN-3634 | BD | ARBOR GLEN | 2002 | Arbor Glen Apartments | None | None | 4.6067 | PVC | 8 |  | 75 | 160 | 737.079 | 73.7079 | 121.618 | 932.405 | 53 |  | Potable | 1 | 1 | 1 | 1 | 2011-11-08 15:17 | BAXTER\todd.deboer | 115 | FIT-1105 | FIT-400 | 1BD30-1BD41 | {14D5A8F1-F1ED-4EEF-AC11-C3609FB2DAAB}
2233 | wMAIN-3635 | BD | ARBOR GLEN | 2002 | Arbor Glen Apartments | Dalton Rd | None | 56.3991 | PVC | 8 |  | 75 | 160 | 9023.853 | 902.3853 | 1488.9357 | 11415.1741 | 53 |  | Potable | 1 | 1 | 1 | 1 | 2011-11-08 15:17 | BAXTER\todd.deboer | 115 | FIT-1105 | FIT-1106 | 1BD30-1BD31 | {D864302C-8749-4386-BEE8-90B3A4C96A47}
2234 | wMAIN-3637 | BD | ARBOR GLEN | 2002 | Arbor Glen Apartments | Dalton Rd | None | 63.415 | PVC | 8 |  | 75 | 160 | 10146.4011 | 1014.6401 | 1674.1562 | 12835.1974 | 53 |  | Potable | 1 | 1 | 1 | 1 | 2011-11-08 15:17 | BAXTER\todd.deboer | 115 | FIT-1104 | FIT-1843 | 1BD34-1BD37 | {A32D16F4-7CD6-45D3-AB04-E910C7509CA9}
2235 | wMAIN-3638 | BD | ARBOR GLEN | 2002 | Arbor Glen Apartments | None | None | 40.0778 | PVC | 8 |  | 75 | 160 | 6412.4428 | 641.2443 | 1058.0531 | 8111.7401 | 53 | PIPE ENCLOSED IN 24" DIA. STEEL CASING PIPE | Potable | 1 | 1 | 1 | 1 | 2011-11-08 15:17 | BAXTER\todd.deboer | 115 | FIT-1843 | FIT-1844 | 1BD37-1BD38 | {533F74AC-B2FE-4446-B592-639DCE5A209B}
2236 | wMAIN-3639 | BD | ARBOR GLEN | 2002 | Arbor Glen Apartments | None | None | 11.7567 | PVC | 8 |  | 75 | 160 | 1881.0764 | 188.1076 | 310.3776 | 2379.5617 | 53 |  | Potable | 1 | 1 | 1 | 1 | 2011-11-08 15:17 | BAXTER\todd.deboer | 115 | FIT-1844 | V-1113 | 1BD38-1BD39 | {00D09625-FC24-442B-8711-23FB52612DCF}
2237 | wMAIN-3640 | BD | ARBOR GLEN | 2002 | Arbor Glen Apartments | None | None | 18.7557 | PVC | 8 |  | 75 | 160 | 3000.9109 | 300.0911 | 495.1503 | 3796.1523 | 53 | STUB EAST | Potable | 1 | 1 | 1 | 1 | 2016-11-23 09:00 | BAXTER\todd.deboer | 115 | wVLV-1113 | wFIT-566 | 1BD39-1BD40 | {572B8D37-E48A-4B96-B095-EF42B4502B38}
2238 | wMAIN-3645 | BD | ARBOR GLEN | 2002 | Arbor Glen Apartments | Broadmoor Dr | None | 97.8562 | PVC | 6 |  | 75 | 140 | 13699.8621 | 1369.9862 | 2260.4773 | 17330.3256 | 53 |  | Potable | 1 | 1 | 1 | 1 | 2011-11-08 15:17 | BAXTER\todd.deboer | 115 | FIT-797 | V-1564 | 1BD52-1BD53 | {4FD2F4EA-F438-4DDB-A074-407D1D196C9D}
2239 | wMAIN-3648 | BD | ARBOR GLEN | 2002 | Broadmoor Dr | Excelsior Rd | None | 1.9219 | PVC | 8 |  | 75 | 160 | 307.4963 | 30.7496 | 50.7369 | 388.9829 | 53 |  | Potable | 1 | 1 | 1 | 1 | 2011-11-08 15:17 | BAXTER\todd.deboer | 115 | FIT-1107 | V-1109 | 1BD23-1BD24 | {1D3379F5-0FFD-4BD9-A3AB-96FB6E897E3A}
2240 | wMAIN-3651 | GB | JMS BAXTER ESTATES - PHASE 1 | 2002 | Clearwater Rd | Clearwater Apartments | Green Briar Dr | 103.2124 | PVC | 10 |  | 75 | 180 | 18578.2353 | 1857.8235 | 3065.4088 | 23501.4677 | 53 |  | Potable | 1 | 1 | 1 | 1 | 2011-11-08 15:17 | BAXTER\todd.deboer | 209 | FIT-799 | FIT-1831 | 1GB04-1GB07 | {A48E0290-E89B-42B3-BCE9-2BAE168052CB}
2241 | wMAIN-3652 | FB | JMS BAXTER ESTATES - PHASE 1 | 2002 | Clearwater Rd | Green Briar Dr | Clearwater Estates Apt Homes | 174.1063 | PVC | 10 |  | 75 | 180 | 31339.1346 | 3133.9135 | 5170.9572 | 39644.0053 | 53 |  | Potable | 1 | 1 | 1 | 1 | 2011-11-08 15:17 | BAXTER\todd.deboer | 209 | FIT-802 | FIT-800 | 1FB25-1GB01 | {E9E6EA41-0498-458B-91D0-46F99C641668}
2242 | wMAIN-3653 | GB | JMS BAXTER ESTATES - PHASE 1 | 2002 | Green Briar Dr | Grand Oaks Dr | Clearwater Rd | 2.701 | PVC | 8 |  | 75 | 160 | 432.1546 | 43.2155 | 71.3055 | 546.6756 | 53 |  | Potable | 1 | 1 | 1 | 1 | 2011-11-08 15:17 | BAXTER\todd.deboer | 209 |  |  | 1GB02-1GB01 | {C9D352EA-D887-4175-92D4-6E1D442C459D}
2243 | wMAIN-3656 | FB | JMS BAXTER ESTATES - PHASE 1 | 2002 | Clearwater Rd | Clearwater Estates Apt Homes | Forest Dr | 3.3094 | PVC | 6 |  | 75 | 140 | 463.3215 | 46.3322 | 76.448 | 586.1017 | 53 |  | Potable | 1 | 1 | 1 | 1 | 2011-11-08 15:17 | BAXTER\todd.deboer | 209 |  | HYD-689 | 1FB21-1FB22 | {EF9E4F89-52F9-4258-BAD5-0DA43160D197}
2244 | wMAIN-3657 | FB | JMS BAXTER ESTATES - PHASE 1 | 2002 | Clearwater Rd | Clearwater Estates Apt Homes | Forest Dr | 23.2074 | PVC | 6 |  | 75 | 140 | 3249.0385 | 324.9039 | 536.0914 | 4110.0337 | 53 |  | Potable | 1 | 1 | 1 | 1 | 2011-11-08 15:17 | BAXTER\todd.deboer | 209 | FIT-803 |  | 1FB20-1FB21 | {9ECBDDFA-F191-495D-9550-D52FB02FC8A4}
2245 | wMAIN-3658 | FB | JMS BAXTER ESTATES - PHASE 1 | 2002 | Wildflower Dr | Clearwater Rd | None | 59.378 | PVC | 8 |  | 75 | 160 | 9500.475 | 950.0475 | 1567.5784 | 12018.1009 | 53 |  | Potable | 1 | 1 | 1 | 1 | 2011-11-08 15:17 | BAXTER\todd.deboer | 209 |  | FIT-493 | 1FB13-1FB14 | {0D04680B-2F16-4FE8-B144-1102C83DCD2C}
2246 | wMAIN-3659 | FB | JMS BAXTER ESTATES - PHASE 1 | 2002 | Clearwater Rd | Clearwater Estates Apt Homes | Forest Dr | 38.0214 | PVC | 10 |  | 75 | 180 | 6843.8466 | 684.3847 | 1129.2347 | 8657.4659 | 53 |  | Potable | 1 | 1 | 1 | 1 | 2011-11-08 15:17 | BAXTER\todd.deboer | 209 | FIT-804 | FIT-805 | 1FB09-1FB12 | {F1ACC500-BE33-4AF0-85AE-CC5DF70AE0C2}
2247 | wMAIN-3660 | FB | JMS BAXTER ESTATES - PHASE 1 | 2002 | Clearwater Rd | Clearwater Estates Apt Homes | Forest Dr | 25.1711 | PVC | 10 |  | 75 | 180 | 4530.7932 | 453.0793 | 747.5809 | 5731.4534 | 53 |  | Potable | 1 | 1 | 1 | 1 | 2011-11-08 15:17 | BAXTER\todd.deboer | 209 | FIT-805 |  | 1FB12-1FB15 | {AAC0D347-8B19-4606-A245-25C888E828AE}
2248 | wMAIN-3661 | FB | JMS BAXTER ESTATES - PHASE 1 | 2002 | Wildflower Dr | Clearwater Rd | None | 5.8301 | PVC | 8 |  | 75 | 160 | 932.8117 | 93.2812 | 153.9139 | 1180.0067 | 53 |  | Potable | 1 | 1 | 1 | 1 | 2011-11-08 15:17 | BAXTER\todd.deboer | 209 | FIT-805 |  | 1FB12-1FB13 | {2DF78E30-3830-4D45-8F1F-DAC13D3243F6}
2249 | wMAIN-3662 | FB | JMS BAXTER ESTATES - PHASE 1 | 2002 | Forest Dr | Clearwater Rd | None | 18.8298 | PVC | 8 |  | 75 | 160 | 3012.7662 | 301.2766 | 497.1064 | 3811.1493 | 53 |  | Potable | 1 | 1 | 1 | 1 | 2011-11-08 15:17 | BAXTER\todd.deboer | 209 | V-1552 | FIT-494 | 1FB03-1FB02 | {FA9D9494-926D-42E1-B43D-895EC4B77961}
2250 | wMAIN-3663 | FB | JMS BAXTER ESTATES - PHASE 1 | 2002 | Forest Dr | Clearwater Rd | None | 3.0468 | PVC | 8 |  | 75 | 160 | 487.481 | 48.7481 | 80.4344 | 616.6635 | 53 |  | Potable | 1 | 1 | 1 | 1 | 2011-11-08 15:17 | BAXTER\todd.deboer | 209 | FIT-23 | V-1552 | 1FB04-1FB03 | {CB3071B6-2EA0-4CC3-B0D0-17ADE9379191}
2251 | wMAIN-3664 | EC | KUEPER'S UTILITY IMPROVEMENTS | 1995 | Clearwater Rd | Edgewood Dr | Forest Dr | 6.6515 | PVC | 6 |  | 75 | 140 | 931.2031 | 93.1203 | 153.6485 | 1177.9719 | 46 |  | Potable | 1 | 1 | 1 | 1 | 2011-11-08 15:17 | BAXTER\todd.deboer | 229 | FIT-1499 |  | 1EC01-1EC02 | {1645D546-F3CB-4113-85A4-8841CFB1B927}
2252 | wMAIN-3666 | EC | 2003 CLEARWATER ROAD COMMERCIAL UTILITY IMPROVEMENTS | 2003 | Clearwater Rd | Edgewood Dr | Forest Dr | 2.708 | PVC | 8 |  | 75 | 160 | 433.2801 | 43.328 | 71.4912 | 548.0993 | 54 |  | Potable | 1 | 1 | 1 | 1 | 2011-11-08 15:17 | BAXTER\todd.deboer | 151 | FIT-813 |  | 1EC41-1EC42 | {1241A2F1-A55F-4DC3-B944-6E854FD0020C}
2253 | wMAIN-3667 | EC | 2003 CLEARWATER ROAD COMMERCIAL UTILITY IMPROVEMENTS | 2003 | Clearwater Rd | Edgewood Dr | Forest Dr | 20.1677 | PVC | 8 |  | 75 | 160 | 3226.832 | 322.6832 | 532.4273 | 4081.9425 | 54 |  | Potable | 1 | 1 | 1 | 1 | 2011-11-08 15:17 | BAXTER\todd.deboer | 151 | V-1544 | FIT-813 | 1EC40-1EC41 | {59250BCD-B08D-49E6-A58E-72979B3F4CB5}
2254 | wMAIN-3669 | EC | 2003 CLEARWATER ROAD COMMERCIAL UTILITY IMPROVEMENTS | 2003 | Clearwater Rd | Edgewood Dr | Forest Dr | 133.4718 | PVC | 10 |  | 75 | 180 | 24024.9174 | 2402.4917 | 3964.1114 | 30391.5206 | 54 |  | Potable | 1 | 1 | 1 | 1 | 2017-06-27 14:41 | BAXTER\todd.deboer | 151 | wFIT-812 |  | 1EC39-1EC46 | {54371148-0351-44CB-B3D1-CF689B4A927A}
2255 | wMAIN-3670 | FB | 2003 CLEARWATER ROAD COMMERCIAL UTILITY IMPROVEMENTS | 2003 | Clearwater Rd | Edgewood Dr | Forest Dr | 28.0925 | PVC | 10 |  | 75 | 180 | 5056.6531 | 505.6653 | 834.3478 | 6396.6662 | 54 |  | Potable | 1 | 1 | 1 | 1 | 2011-11-08 15:17 | BAXTER\todd.deboer | 151 | FIT-809 |  | 1FB41-1FB35 | {8279EB3E-E5E2-430B-9A10-DF31FB1B4667}
2256 | wMAIN-3671 | FB | 2003 CLEARWATER ROAD COMMERCIAL UTILITY IMPROVEMENTS | 2003 | Clearwater Rd | None | None | 9.6778 | PVC | 4 |  | 75 | 100 | 967.778 | 96.7778 | 159.6834 | 1224.2392 | 54 |  | Potable | 1 | 1 | 1 | 1 | 2011-11-08 15:17 | BAXTER\todd.deboer | 151 | V-1551 |  | 1FB42-1FB43 | {B6AA0CD3-D9CB-4750-80F4-9ADF5096F2D0}
2257 | wMAIN-3672 | FB | 2003 CLEARWATER ROAD COMMERCIAL UTILITY IMPROVEMENTS | 2003 | Clearwater Rd | None | None | 24.1058 | PVC | 4 |  | 75 | 100 | 2410.5767 | 241.0577 | 397.7452 | 3049.3795 | 54 |  | Potable | 1 | 1 | 1 | 1 | 2011-11-08 15:17 | BAXTER\todd.deboer | 151 | FIT-809 | V-1551 | 1FB41-1FB42 | {58056DEF-1083-4BF7-B195-40148DF572B1}
2258 | wMAIN-3673 | FB | 2003 CLEARWATER ROAD COMMERCIAL UTILITY IMPROVEMENTS | 2003 | Clearwater Rd | Edgewood Dr | Forest Dr | 3.9205 | PVC | 8 |  | 75 | 160 | 627.2875 | 62.7287 | 103.5024 | 793.5187 | 54 |  | Potable | 1 | 1 | 1 | 1 | 2011-11-08 15:17 | BAXTER\todd.deboer | 151 | FIT-807 | FIT-496 | 1FB37-1FB38 | {CA3AC09D-E21D-4452-A2E7-8DD0C9D785BE}
2259 | wMAIN-3678 | EC | 2003 CLEARWATER ROAD COMMERCIAL UTILITY IMPROVEMENTS | 2003 | Clearwater Rd | Edgewood Dr | Forest Dr | 20.0476 | PVC | 8 |  | 75 | 160 | 3207.6177 | 320.7618 | 529.2569 | 4057.6364 | 54 |  | Potable | 1 | 1 | 1 | 1 | 2017-06-27 14:38 | BAXTER\todd.deboer | 151 | wVLV-1546 | wFIT-811 | 1EC46-1EC47 | {D62BF340-78DB-4140-AF5D-F5B3DBD1F50D}
2260 | wMAIN-3679 | EB | 2003 CLEARWATER ROAD COMMERCIAL UTILITY IMPROVEMENTS | 2003 | White Pine Dr | Lynwood Dr | Clearwater Rd | 3.0649 | PVC | 6 |  | 75 | 140 | 429.0801 | 42.908 | 70.7982 | 542.7863 | 54 |  | Potable | 1 | 1 | 1 | 1 | 2011-11-08 15:17 | BAXTER\todd.deboer | 151 |  | HYD-686 | 1EB39-1EB40 | {8C3568A0-4009-4CD0-BF62-918B77B4C5E0}
2261 | wMAIN-3680 | EB | 2003 CLEARWATER ROAD COMMERCIAL UTILITY IMPROVEMENTS | 2003 | White Pine Dr | Lynwood Dr | Clearwater Rd | 5.4053 | PVC | 6 |  | 75 | 140 | 756.7432 | 75.6743 | 124.8626 | 957.2802 | 54 |  | Potable | 1 | 1 | 1 | 1 | 2011-11-08 15:17 | BAXTER\todd.deboer | 151 | FIT-810 |  | 1EB38-1EB39 | {7013E78D-0890-419F-AF41-C81B6B9E3AA2}
2262 | wMAIN-3681 | EC | 2003 CLEARWATER ROAD COMMERCIAL UTILITY IMPROVEMENTS | 2003 | Clearwater Rd | Edgewood Dr | Forest Dr | 2.4691 | PVC | 8 |  | 75 | 160 | 395.056 | 39.5056 | 65.1842 | 499.7458 | 54 |  | Potable | 1 | 1 | 1 | 1 | 2011-11-08 15:17 | BAXTER\todd.deboer | 151 | FIT-811 | FIT-497 | 1EC47-1EC48 | {C366E371-B94B-4825-A280-684AFC090488}
2263 | wMAIN-3682 | EC | 2003 CLEARWATER ROAD COMMERCIAL UTILITY IMPROVEMENTS | 2003 | Clearwater Rd | Edgewood Dr | Forest Dr | 98.8979 | PVC | 10 |  | 75 | 180 | 17801.6159 | 1780.1616 | 2937.2666 | 22519.0441 | 54 |  | Potable | 1 | 1 | 1 | 1 | 2017-06-27 14:38 | BAXTER\todd.deboer | 151 | wFIT-815 | wFIT-812 | 1EC37-1EC39 | {86F10CFE-7D60-4A2B-92FD-B25E065638E9}
2264 | wMAIN-3683 | EC | 2003 CLEARWATER ROAD COMMERCIAL UTILITY IMPROVEMENTS | 2003 | Clearwater Rd | Edgewood Dr | Forest Dr | 121.6115 | PVC | 10 |  | 75 | 180 | 21890.0748 | 2189.0075 | 3611.8624 | 27690.9447 | 54 |  | Potable | 1 | 1 | 1 | 1 | 2011-11-08 15:17 | BAXTER\todd.deboer | 151 | FIT-817 | FIT-815 | 1EC35-1EC37 | {2687BA1D-27A3-40DF-BD8E-B552C08C835F}
2265 | wMAIN-3684 | EC | 2003 CLEARWATER ROAD COMMERCIAL UTILITY IMPROVEMENTS | 2003 | Clearwater Rd | Edgewood Dr | Forest Dr | 6.6133 | PVC | 8 |  | 75 | 160 | 1058.1245 | 105.8124 | 174.5905 | 1338.5275 | 54 |  | Potable | 1 | 1 | 1 | 1 | 2011-11-08 15:17 | BAXTER\todd.deboer | 151 | FIT-817 | V-1538 | 1EC35-1EC36 | {2F6CD237-FA1F-4BFD-A3FE-BCB4CB1436AE}
2266 | wMAIN-3685 | EC | 2003 CLEARWATER ROAD COMMERCIAL UTILITY IMPROVEMENTS | 2003 | Clearwater Rd | Edgewood Dr | Forest Dr | 93.7247 | PVC | 10 |  | 75 | 180 | 16870.4429 | 1687.0443 | 2783.6231 | 21341.1103 | 54 |  | Potable | 1 | 1 | 1 | 1 | 2011-11-08 15:17 | BAXTER\todd.deboer | 151 | V-1545 | FIT-817 | 1EC07-1EC35 | {4D9F8479-AFA1-42BD-8F0F-BB6AB1336A60}
2267 | wMAIN-3686 | EC | KUEPER'S UTILITY IMPROVEMENTS | 1995 | Clearwater Rd | Edgewood Dr | Forest Dr | 3.6656 | PVC | 10 |  | 75 | 180 | 659.8102 | 65.981 | 108.8687 | 834.6599 | 46 |  | Potable | 1 | 1 | 1 | 1 | 2011-11-08 15:17 | BAXTER\todd.deboer | 229 | FIT-1498 | V-1545 | 1EC04-1EC07 | {0FA9C2FE-BD53-4F3C-8CAF-CA667D0D5FE6}
2268 | wMAIN-3687 | EC | KUEPER'S UTILITY IMPROVEMENTS | 1995 | Clearwater Rd | Edgewood Dr | Forest Dr | 113.9314 | PVC | 10 |  | 75 | 180 | 20507.6526 | 2050.7653 | 3383.7627 | 25942.1805 | 46 |  | Potable | 1 | 1 | 1 | 1 | 2011-11-08 15:17 | BAXTER\todd.deboer | 229 |  | FIT-1498 | 1EC34-1EC04 | {F3733A55-3FE1-404E-9DC8-0959D80E6FDC}
2269 | wMAIN-3688 | EC | KUEPER'S UTILITY IMPROVEMENTS | 1995 | Clearwater Rd | Edgewood Dr | Forest Dr | 221.9789 | PVC | 10 |  | 75 | 180 | 39956.2075 | 3995.6208 | 6592.7742 | 50544.6025 | 46 |  | Potable | 1 | 1 | 1 | 1 | 2011-11-08 15:17 | BAXTER\todd.deboer | 229 |  |  | 1EC01-1EC34 | {25267438-10E0-4321-BFDF-E48FA9AE7F57}
2270 | wMAIN-3689 | EC | KUEPER'S UTILITY IMPROVEMENTS | 1995 | Clearwater Rd | Edgewood Dr | Forest Dr | 12.6933 | PVC | 6 |  | 75 | 140 | 1777.0666 | 177.7067 | 293.216 | 2247.9892 | 46 |  | Potable | 1 | 1 | 1 | 1 | 2011-11-08 15:17 | BAXTER\todd.deboer | 229 |  | FIT-1904 | 1EC02-1EC03 | {84733FC0-ABCC-404C-A77B-4BD8CE50C27E}
2271 | wMAIN-3690 | EC | 2003 CLEARWATER ROAD COMMERCIAL UTILITY IMPROVEMENTS | 2003 | Clearwater Rd | Edgewood Dr | Forest Dr | 1.1094 | PVC | 8 |  | 75 | 160 | 177.502 | 17.7502 | 29.2878 | 224.54 | 54 |  | Potable | 1 | 1 | 1 | 1 | 2017-06-27 14:38 | BAXTER\todd.deboer | 151 | wFIT-812 | wVLV-1544 | 1EC39-1EC40 | {CF1B48FC-F1BD-4AA9-82AB-FDFB90A24B6E}
2272 | wMAIN-3691 | EC | 2003 CLEARWATER ROAD COMMERCIAL UTILITY IMPROVEMENTS | 2003 | Clearwater Rd | Edgewood Dr | Forest Dr | 39.9887 | PVC | 8 |  | 75 | 160 | 6398.1993 | 639.8199 | 1055.7029 | 8093.7221 | 54 |  | Potable | 1 | 1 | 1 | 1 | 2011-11-08 15:17 | BAXTER\todd.deboer | 151 |  | FIT-814 | 1EC38-1EB34 | {99ACEAE5-4BC2-4975-AEBB-100CDF9DDFFE}
2273 | wMAIN-3692 | EC | 2003 CLEARWATER ROAD COMMERCIAL UTILITY IMPROVEMENTS | 2003 | Clearwater Rd | Edgewood Dr | Forest Dr | 5.8944 | PVC | 8 |  | 75 | 160 | 943.0977 | 94.3098 | 155.6111 | 1193.0186 | 54 |  | Potable | 1 | 1 | 1 | 1 | 2011-11-08 15:17 | BAXTER\todd.deboer | 151 | FIT-815 |  | 1EC37-1EC38 | {9B6F64DA-AD23-4ACE-BED5-92FE5DC9E64B}
2274 | wMAIN-3693 | EB | 2003 CLEARWATER ROAD COMMERCIAL UTILITY IMPROVEMENTS | 2003 | Clearwater Rd | Edgewood Dr | Forest Dr | 3.1267 | PVC | 8 |  | 75 | 160 | 500.2668 | 50.0267 | 82.544 | 632.8375 | 54 |  | Potable | 1 | 1 | 1 | 1 | 2011-11-08 15:17 | BAXTER\todd.deboer | 151 | FIT-814 | FIT-500 | 1EB34-1EB35 | {5C3DCBCA-BA8E-43C0-9C68-9BD888F014FA}
2275 | wMAIN-3697 | GC | 2004 GRAND OAKS DRIVE IMPROVEMENTS | 2004 | Grand Oaks Dr | Clearwater Rd | Grand Oaks Apartments | 52.7843 | PVC | 8 |  | 75 | 160 | 8445.4881 | 844.5488 | 1393.5055 | 10683.5424 | 55 |  | Potable | 1 | 1 | 1 | 1 | 2011-11-08 15:17 | BAXTER\todd.deboer | 188 | FIT-1943 | FIT-502 | 1GC16-1GC17 | {063EA1B1-06C2-4B6F-BDD7-10A511E54ECF}
2276 | wMAIN-3698 | GC | 2004 GRAND OAKS DRIVE IMPROVEMENTS | 2004 | Grand Oaks Dr | Clearwater Rd | Grand Oaks Apartments | 27.6498 | PVC | 8 |  | 75 | 160 | 4423.9717 | 442.3972 | 729.9553 | 5596.3242 | 55 |  | Potable | 1 | 1 | 1 | 1 | 2011-11-08 15:17 | BAXTER\todd.deboer | 188 | FIT-1943 | FIT-821 | 1GC16-1GC18 | {BF0AA796-7A75-4E7E-AC8E-C308629A14E5}
2277 | wMAIN-3699 | GC | 2004 GRAND OAKS DRIVE IMPROVEMENTS | 2004 | Firewood Dr | Grand Oaks Dr | White Oak Estates | 2.9197 | PVC | 8 |  | 75 | 160 | 467.1598 | 46.716 | 77.0814 | 590.9572 | 55 |  | Potable | 1 | 1 | 1 | 1 | 2011-11-08 15:17 | BAXTER\todd.deboer | 188 | V-1530 | FIT-824 | 1GC09-1GC10 | {D4899F86-93C6-413F-A887-F815CD10833F}
2278 | wMAIN-3702 | GD | 2004 GRAND OAKS DRIVE IMPROVEMENTS | 2004 | Grand Oaks Dr | Firewood Dr | Grand Oaks Townhomes | 48.5106 | PVC | 8 |  | 75 | 160 | 7761.7003 | 776.17 | 1280.6805 | 9818.5509 | 55 |  | Potable | 1 | 1 | 1 | 1 | 2011-11-08 15:17 | BAXTER\todd.deboer | 188 | V-1528 | FIT-505 | 1GD17-1GD18 | {D083678F-4966-45D0-B86F-485E831AF7AF}
2279 | wMAIN-3703 | GD | 2004 GRAND OAKS DRIVE IMPROVEMENTS | 2004 | Grand Oaks Dr | Grand Oaks Townhomes | Excelsior Rd | 2.1096 | PVC | 6 |  | 75 | 140 | 295.344 | 29.5344 | 48.7318 | 373.6102 | 55 |  | Potable | 1 | 1 | 1 | 1 | 2011-11-08 15:17 | BAXTER\todd.deboer | 188 |  | HYD-666 | 1GD14-1GD15 | {862AE315-9FB1-4233-AAF2-068EE48AB406}
2280 | wMAIN-3704 | GD | 2004 GRAND OAKS DRIVE IMPROVEMENTS | 2004 | Grand Oaks Dr | Grand Oaks Townhomes | Excelsior Rd | 19.9471 | PVC | 6 |  | 75 | 140 | 2792.594 | 279.2594 | 460.778 | 3532.6314 | 55 |  | Potable | 1 | 1 | 1 | 1 | 2011-11-08 15:17 | BAXTER\todd.deboer | 188 | FIT-846 |  | 1GD13-1GD14 | {1E51BCC9-A026-48AB-89D8-3112F742FA43}
2281 | wMAIN-3705 | GD | 2004 GRAND OAKS DRIVE IMPROVEMENTS | 2004 | Grand Oaks Dr | Grand Oaks Townhomes | Excelsior Rd | 343.3807 | PVC | 10 |  | 75 | 180 | 61808.5258 | 6180.8526 | 10198.4068 | 78187.7852 | 55 |  | Potable | 1 | 1 | 1 | 1 | 2011-11-08 15:17 | BAXTER\todd.deboer | 188 | V-1501 | FIT-846 | 1GD02-1GD13 | {A59447C0-33B6-4279-8F9A-3C4137FEE488}
2282 | wMAIN-3708 | BH | 2003 BERRYWOOD DRIVE IMPROVEMENTS | 2004 | Hinckley Rd | Berrywood Dr | Cypress Dr | 2.2962 | PVC | 8 |  | 75 | 160 | 367.396 | 36.7396 | 60.6203 | 464.7559 | 55 |  | Potable | 1 | 1 | 1 | 1 | 2011-11-08 15:17 | BAXTER\todd.deboer | 130 | FIT-834 | FIT-508 | 1BH74-1BH75 | {1B4F99BB-7095-4CC5-B63D-E5FF258DB1D5}
2283 | wMAIN-3711 | BH | 2003 BERRYWOOD DRIVE IMPROVEMENTS | 2004 | Hinckley Rd | Berrywood Dr | Cypress Dr | 50.9411 | PVC | 8 |  | 75 | 160 | 8150.5821 | 815.0582 | 1344.846 | 10310.4863 | 55 |  | Potable | 1 | 1 | 1 | 1 | 2011-11-08 15:17 | BAXTER\todd.deboer | 130 | V-1519 | FIT-834 | 1BH73-1BH74 | {B52D225E-FF64-4642-8545-2E74A050B8DE}
2284 | wMAIN-3712 | BH | 2003 BERRYWOOD DRIVE IMPROVEMENTS | 2004 | Hinckley Rd | Berrywood Dr | Cypress Dr | 2.1126 | PVC | 8 |  | 75 | 160 | 338.0126 | 33.8013 | 55.7721 | 427.586 | 55 |  | Potable | 1 | 1 | 1 | 1 | 2011-11-08 15:17 | BAXTER\todd.deboer | 130 | FIT-833 | V-1519 | 1BH72-1BH73 | {80081131-9A29-4175-A99B-1E39A2F338F3}
2285 | wMAIN-3713 | BH | 2003 BERRYWOOD DRIVE IMPROVEMENTS | 2004 | Hinckley Rd | Berrywood Dr | Cypress Dr | 20.493 | PVC | 8 |  | 75 | 160 | 3278.8827 | 327.8883 | 541.0156 | 4147.7866 | 55 |  | Potable | 1 | 1 | 1 | 1 | 2011-11-08 15:17 | BAXTER\todd.deboer | 130 | V-1521 | FIT-507 | 1BH70-1BH71 | {8B6DBE45-54E4-4AF5-83D5-8FEEA3AEC666}
2286 | wMAIN-3714 | BH | 2003 BERRYWOOD DRIVE IMPROVEMENTS | 2004 | Hinckley Rd | Berrywood Dr | Cypress Dr | 7.6643 | PVC | 8 |  | 75 | 160 | 1226.2837 | 122.6284 | 202.3368 | 1551.2489 | 55 |  | Potable | 1 | 1 | 1 | 1 | 2011-11-08 15:17 | BAXTER\todd.deboer | 130 | FIT-832 | V-1521 | 1BH69-1BH70 | {893EE6D8-173D-40C5-B3F1-27FA94889ACE}
2287 | wMAIN-3715 | KF | SEWER AND WATER IMPROVEMENTS | 1989 | Kenwood Dr | Kenwood Ct | Sandstone Rd | 2.4435 | PVC | 8 |  | 75 | 160 | 390.9628 | 39.0963 | 64.5089 | 494.5679 | 40 |  | Potable | 1 | 1 | 1 | 1 | 2011-11-08 15:18 | BAXTER\todd.deboer | 280 | FIT-1600 | FIT-1825 | 1KF01-1KF04 | {27E2715B-C740-4A72-A3A6-C8B5EC1FC7A9}
2288 | wMAIN-3718 | KE | SEWER AND WATER IMPROVEMENTS | 1989 | Kenwood Dr | Kenwood Ct | Sandstone Rd | 579.9284 | PVC | 8 |  | 75 | 160 | 92788.5371 | 9278.8537 | 15310.1086 | 117377.4994 | 40 |  | Potable | 1 | 1 | 1 | 1 | 2011-11-08 15:18 | BAXTER\todd.deboer | 280 | FIT-1600 | V-523 | 1KF01-1KE01 | {5BEEE6D0-C15E-4608-B756-6646140935F0}
2289 | wMAIN-3719 | JF | PAIGE AND BLAIR SECOND ADDITION | 2002 | Fairfax Rd | Kenwood Dr | Knollwood Dr | 4.1647 | PVC | 6 |  | 75 | 140 | 583.0511 | 58.3051 | 96.2034 | 737.5596 | 53 |  | Potable | 1 | 1 | 1 | 1 | 2011-11-08 15:18 | BAXTER\todd.deboer | 256 | FIT-1125 | V-1651 | 1JF18-1JF47 | {C70A1993-9F63-41AD-BB9D-EAED8B1574F8}
2290 | wMAIN-3722 | JF | 2003 KNOLLWOOD DRIVE NORTH ADDITION IMPROVEMENTS | 2004 | Fountain Rd | Kenwood Dr | None | 95.4389 | PVC | 8 |  | 75 | 160 | 15270.2239 | 1527.0224 | 2519.587 | 19316.8333 | 55 |  | Potable | 1 | 1 | 1 | 1 | 2011-11-08 15:18 | BAXTER\todd.deboer | 225 | FIT-1121 | V-1511 | 1JF43-1JF46 | {442E2C68-4DED-4757-A6E8-95E0B831166D}
2291 | wMAIN-3723 | KF | 2004 KENWOOD DRIVE AND SANDSTONE ROAD UTILITY AND ROADWAY IMPROVEMENTS | 2004 | Fountain Rd | Kenwood Dr | None | 63.6929 | PVC | 8 |  | 75 | 160 | 10190.8717 | 1019.0872 | 1681.4938 | 12891.4528 | 55 |  | Potable | 1 | 1 | 1 | 1 | 2011-11-08 15:18 | BAXTER\todd.deboer | 216 | FIT-840 | V-1511 | 1KF30-1JF46 | {D907D5CA-F480-4F34-966C-37246F0B6E76}
2292 | wMAIN-3724 | KF | 2004 KENWOOD DRIVE AND SANDSTONE ROAD UTILITY AND ROADWAY IMPROVEMENTS | 2004 | Kenwood Dr | Fairfax Rd | Fairview Rd | 321.2669 | PVC | 8 |  | 75 | 160 | 51402.7098 | 5140.271 | 8481.4471 | 65024.4279 | 55 |  | Potable | 1 | 1 | 1 | 1 | 2011-11-08 15:18 | BAXTER\todd.deboer | 216 | V-1514 | FIT-840 | 1KF29-1KF30 | {AE9B499A-6F73-46C3-9765-F6747ACBE967}
2293 | wMAIN-3725 | KF | 2004 KENWOOD DRIVE AND SANDSTONE ROAD UTILITY AND ROADWAY IMPROVEMENTS | 2004 | Kenwood Dr | Fairfax Rd | Fairview Rd | 3.1014 | PVC | 8 |  | 75 | 160 | 496.2312 | 49.6231 | 81.8781 | 627.7324 | 55 |  | Potable | 1 | 1 | 1 | 1 | 2011-11-08 15:18 | BAXTER\todd.deboer | 216 | FIT-838 | V-1514 | 1KF24-1KF29 | {9A5D5161-F539-44EC-AA2E-941D3198EFEE}
2294 | wMAIN-3724 | KF | 2004 KENWOOD DRIVE AND SANDSTONE ROAD UTILITY AND ROADWAY IMPROVEMENTS | 2004 | Kenwood Dr | Fairfax Rd | Fairview Rd | 2.1591 | PVC | 8 |  | 75 | 160 | 345.4593 | 34.5459 | 57.0008 | 437.0061 | 55 |  | Potable | 1 | 1 | 1 | 1 | 2011-11-08 15:18 | BAXTER\todd.deboer | 216 | V-1514 | FIT-840 | 1KF29-1KF30 | {FDDF446F-A02C-44F1-AE03-FCEC9092AFB4}
2295 | wMAIN-3729 | KF | 2004 KENWOOD DRIVE AND SANDSTONE ROAD UTILITY AND ROADWAY IMPROVEMENTS | 2004 | Kenwood Dr | Fairfax Rd | Fairview Rd | 40.3504 | PVC | 8 |  | 75 | 160 | 6456.0613 | 645.6061 | 1065.2501 | 8166.9176 | 55 |  | Potable | 1 | 1 | 1 | 1 | 2011-11-08 15:18 | BAXTER\todd.deboer | 216 | FIT-838 | FIT-839 | 1KF24-1KF25 | {C55E8ED3-A40D-48B8-8222-AE17E7952803}
2296 | wMAIN-3730 | KF | 2004 KENWOOD DRIVE AND SANDSTONE ROAD UTILITY AND ROADWAY IMPROVEMENTS | 2004 | Kenwood Dr | Fairfax Rd | Fairview Rd | 3.1014 | PVC | 8 |  | 75 | 160 | 496.2319 | 49.6232 | 81.8783 | 627.7334 | 55 |  | Potable | 1 | 1 | 1 | 1 | 2011-11-08 15:18 | BAXTER\todd.deboer | 216 | V-1513 | FIT-838 | 1KF23-1KF24 | {D6CF4CF7-323A-4704-BDF7-B594DF1513FD}
2297 | wMAIN-3731 | KF | 2004 KENWOOD DRIVE AND SANDSTONE ROAD UTILITY AND ROADWAY IMPROVEMENTS | 2004 | Kenwood Dr | Fairfax Rd | Fairview Rd | 238.9685 | PVC | 8 |  | 75 | 160 | 38234.9541 | 3823.4954 | 6308.7674 | 48367.217 | 55 |  | Potable | 1 | 1 | 1 | 1 | 2011-11-08 15:18 | BAXTER\todd.deboer | 216 | FIT-837 | V-1513 | 1KF21-1KF23 | {F769F7FE-1F34-4F1B-AB20-60BD765AB878}
2298 | wMAIN-3732 | KF | 2004 KENWOOD DRIVE AND SANDSTONE ROAD UTILITY AND ROADWAY IMPROVEMENTS | 2004 | Kenwood Dr | Fairfax Rd | Fairview Rd | 38.2579 | PVC | 8 |  | 75 | 160 | 6121.2708 | 612.1271 | 1010.0097 | 7743.4076 | 55 |  | Potable | 1 | 1 | 1 | 1 | 2011-11-08 15:18 | BAXTER\todd.deboer | 216 | FIT-837 | FIT-510 | 1KF21-1KF22 | {61ABD8D0-3274-4E22-B6A3-2A5AE93B384E}
2299 | wMAIN-3733 | KF | 2004 KENWOOD DRIVE AND SANDSTONE ROAD UTILITY AND ROADWAY IMPROVEMENTS | 2004 | Kenwood Dr | Fairfax Rd | Fairview Rd | 149.9431 | PVC | 8 |  | 75 | 160 | 23990.9038 | 2399.0904 | 3958.4991 | 30348.4933 | 55 |  | Potable | 1 | 1 | 1 | 1 | 2011-11-08 15:18 | BAXTER\todd.deboer | 216 | V-1516 | FIT-837 | 1KF20-1KF21 | {C518CB80-2945-4D88-9A0A-26E95E9AA47D}
2300 | wMAIN-3734 | KF | 2004 KENWOOD DRIVE AND SANDSTONE ROAD UTILITY AND ROADWAY IMPROVEMENTS | 2004 | Kenwood Dr | Fairfax Rd | Fairview Rd | 2.8888 | PVC | 8 |  | 75 | 160 | 462.2014 | 46.2201 | 76.2632 | 584.6848 | 55 |  | Potable | 1 | 1 | 1 | 1 | 2011-11-08 15:18 | BAXTER\todd.deboer | 216 | FIT-836 | V-1516 | 1KF19-1KF20 | {70281CA8-2560-402E-9C59-6C1B64041160}
2301 | wMAIN-3735 | KF | 2004 KENWOOD DRIVE AND SANDSTONE ROAD UTILITY AND ROADWAY IMPROVEMENTS | 2004 | Fairfax Rd | Kenwood Dr | Knollwood Dr | 47.2812 | PVC | 6 |  | 75 | 140 | 6619.3731 | 661.9373 | 1092.1966 | 8373.507 | 55 |  | Potable | 1 | 1 | 1 | 1 | 2011-11-08 15:18 | BAXTER\todd.deboer | 216 | FIT-836 | V-1651 | 1KF19-1JF47 | {1E3726E8-7339-465E-B16E-9C8A1E1929C7}
2302 | wMAIN-3736 | KF | 2004 KENWOOD DRIVE AND SANDSTONE ROAD UTILITY AND ROADWAY IMPROVEMENTS | 2004 | Kenwood Dr | Sandstone Rd | Fairfax Rd | 2.8885 | PVC | 8 |  | 75 | 160 | 462.1521 | 46.2152 | 76.2551 | 584.6224 | 55 |  | Potable | 1 | 1 | 1 | 1 | 2011-11-08 15:18 | BAXTER\todd.deboer | 216 | V-1515 | FIT-836 | 1KF18-1KF19 | {7F017F5D-9BA5-40E1-A18C-30EB4C5D4072}
2303 | wMAIN-3737 | KF | 2004 KENWOOD DRIVE AND SANDSTONE ROAD UTILITY AND ROADWAY IMPROVEMENTS | 2004 | Kenwood Dr | Sandstone Rd | Fairfax Rd | 387.4412 | PVC | 8 |  | 75 | 160 | 61990.5866 | 6199.0587 | 10228.4468 | 78418.092 | 55 |  | Potable | 1 | 1 | 1 | 1 | 2011-11-08 15:18 | BAXTER\todd.deboer | 216 | V-1509 | V-1515 | 1KF17-1KF18 | {429CB83E-1602-4A19-B0E6-344DA9F8F105}
2304 | wMAIN-3738 | KF | 2004 KENWOOD DRIVE AND SANDSTONE ROAD UTILITY AND ROADWAY IMPROVEMENTS | 2004 | Kenwood Dr | Sandstone Rd | Fairfax Rd | 2.2737 | PVC | 8 |  | 75 | 160 | 363.7996 | 36.38 | 60.0269 | 460.2065 | 55 |  | Potable | 1 | 1 | 1 | 1 | 2011-11-08 15:18 | BAXTER\todd.deboer | 216 | V-1509 | FIT-842 | 1KF17-1KF08 | {C6D1E178-B61B-4587-AA24-2E42DFC71359}
2305 | wMAIN-3739 | KF | 2004 KENWOOD DRIVE AND SANDSTONE ROAD UTILITY AND ROADWAY IMPROVEMENTS | 2004 | Sandstone Rd | Kenwood Dr | None | 2.7546 | PVC | 8 |  | 75 | 160 | 440.7302 | 44.073 | 72.7205 | 557.5237 | 55 |  | Potable | 1 | 1 | 1 | 1 | 2011-11-08 15:18 | BAXTER\todd.deboer | 216 | FIT-842 | V-1508 | 1KF08-1KF09 | {56087D9E-51E5-4D02-991F-E7511AED0CFD}
2306 | wMAIN-3740 | KF | 2004 KENWOOD DRIVE AND SANDSTONE ROAD UTILITY AND ROADWAY IMPROVEMENTS | 2004 | Sandstone Rd | Kenwood Dr | None | 506.4341 | PVC | 8 |  | 75 | 160 | 81029.4563 | 8102.9456 | 13369.8603 | 102502.2622 | 55 |  | Potable | 1 | 1 | 1 | 1 | 2011-11-08 15:18 | BAXTER\todd.deboer | 216 | V-1508 | FIT-841 | 1KF09-1KF10 | {C7EDCA1C-8288-42F9-9A17-3E0F1B284BF1}
2307 | wMAIN-3743 | KF | 2004 KENWOOD DRIVE AND SANDSTONE ROAD UTILITY AND ROADWAY IMPROVEMENTS | 2004 | Sandstone Rd | Kenwood Dr | None | 628.0556 | PVC | 8 |  | 75 | 160 | 100488.8987 | 10048.8899 | 16580.6683 | 127118.4568 | 55 |  | Potable | 1 | 1 | 1 | 1 | 2011-11-08 15:18 | BAXTER\todd.deboer | 216 | FIT-841 | FIT-835 | 1KF10-1KF13 | {CCA80534-53A9-4882-8E4C-C0A24F1221C5}
2308 | wMAIN-3747 | QE | 2004 DEERWOOD ROAD UTILITY AND ROADWAY EXTENSION | 2004 | Deerwood Rd | Olivewood Dr | Oakwood Dr | 42.8534 | PVC | 8 |  | 75 | 160 | 6856.5439 | 685.6544 | 1131.3297 | 8673.528 | 55 |  | Potable | 1 | 1 | 1 | 1 | 2011-11-08 15:18 | BAXTER\todd.deboer | 162 | FIT-868 | FIT-867 | 1QE03-1QE04 | {25FB2366-8076-474A-B569-F146BEE44F0C}
2309 | wMAIN-3748 | QE | 2004 DEERWOOD ROAD UTILITY AND ROADWAY EXTENSION | 2004 | Deerwood Rd | Olivewood Dr | Oakwood Dr | 2.5717 | PVC | 8 |  | 75 | 160 | 411.4764 | 41.1476 | 67.8936 | 520.5176 | 55 |  | Potable | 1 | 1 | 1 | 1 | 2011-11-08 15:18 | BAXTER\todd.deboer | 162 | FIT-1826 | V-1480 | 1QE01-1QE02 | {CCF3B3D9-FB9E-4853-8321-3E54B1FD6CF2}
2310 | wMAIN-3749 | LJ | 2003 KNOLLWOOD DRIVE EXTENSION, BRONSON ROAD/MICHELLE CIRCLE AREA AND EXCELSIOR ROAD IMPROVEMENTS | 2004 | Mountain Ash Dr | Jericho Rd | Mapleton Rd | 233.5936 | PVC | 10 |  | 75 | 180 | 42046.8399 | 4204.684 | 6937.7286 | 53189.2524 | 55 |  | Potable | 1 | 1 | 1 | 1 | 2011-11-08 15:18 | BAXTER\todd.deboer | 225 | V-1187 | FIT-1059 | 1LJ27-1LJ28 | {94D2240B-5258-4939-A760-420217B355CF}
2311 | wMAIN-3750 | LI | 2003 HAMPTON SQUARE IMPROVEMENTS | 2004 | Mountain Ash Dr | Highland Senic Rd | Wedgewood Rd | 241.4039 | PVC | 8 |  | 75 | 160 | 38624.6214 | 3862.4621 | 6373.0625 | 48860.1461 | 55 | RELAID WITH THIS PROJ. | Potable | 1 | 1 | 1 | 1 | 2011-11-08 15:18 | BAXTER\todd.deboer |  | V-368 | FIT-723 | 1LI09-1LI12 | {4347E1BD-6A2D-4DCC-ADE8-6908CFCC8CA1}
2312 | wMAIN-3751 | LI | WEDGEWOOD AND OAK STREET IMPROVEMENTS | 1992 | Mountain Ash Dr | Wedgewood Rd | Lakewood Ln | 9.3379 | PVC | 8 |  | 75 | 160 | 1494.0684 | 149.4068 | 246.5213 | 1889.9966 | 43 |  | Potable | 1 | 1 | 1 | 1 | 2011-11-08 15:18 | BAXTER\todd.deboer | 289 | FIT-723 | V-1650 | 1LI12-1LI11 | {89EE5C2B-EDD7-497B-86F5-0EFC98740F3A}
2313 | wMAIN-3752 | LI | WEDGEWOOD AND OAK STREET IMPROVEMENTS | 1992 | Mountain Ash Dr | Wedgewood Rd | Lakewood Ln | 383.5111 | PVC | 8 |  | 75 | 160 | 61361.7787 | 6136.1779 | 10124.6935 | 77622.6501 | 43 |  | Potable | 1 | 1 | 1 | 1 | 2011-11-08 15:18 | BAXTER\todd.deboer | 289 | V-1650 | FIT-1667 | 1LI11-1LI16 | {61F74185-5470-45D1-86DC-EEDFF53395A7}
2314 | wMAIN-3758 | PG | 2004 MEREDITH, NORWAY AND LANCER AREA UTILITY AND ROADWAY IMPROVEMENTS | 2004 | Oak St | Meredith Dr | Shaddowwood Dr | 4.2085 | PVC | 10 |  | 75 | 180 | 757.5255 | 75.7525 | 124.9917 | 958.2697 | 55 |  | Potable | 1 | 1 | 1 | 1 | 2011-11-08 15:18 | BAXTER\todd.deboer | 237 | FIT-1833 | FIT-888 | 1PG05-1PG15 | {46919291-A403-4608-BD73-F75EBC29A8CB}
2315 | wMAIN-3759 | PG | WEDGEWOOD AND OAK STREET IMPROVEMENTS | 1992 | Oak St | Meredith Dr | Shaddowwood Dr | 15.8694 | PVC | 10 |  | 75 | 180 | 2856.4855 | 285.6486 | 471.3201 | 3613.4542 | 43 |  | Potable | 1 | 1 | 1 | 1 | 2011-11-08 15:18 | BAXTER\todd.deboer | 289 | V-379 | FIT-1833 | 1PG04-1PG05 | {DA4214F3-C097-4575-B6CF-58D9F58DBB42}
2316 | wMAIN-3760 | FX | 2003 EDGEWOOD DRIVE UTILITY IMPROVEMENTS | 2004 | Jack Pine Brewery | Edgewood Dr | None | 40.8283 | PVC | 8 |  | 75 | 160 | 6532.5235 | 653.2524 | 1077.8664 | 8263.6423 | 55 |  | Potable | 1 | 1 | 1 | 1 | 2018-08-03 08:48 | BAXTER\Todd.DeBoer | 167 | wFIT-741 | wVLV-2099 | 1FX14-1FX15 | {C97E0A89-E33E-434B-B141-09FFF1B0786B}
2317 | wMAIN-3761 | HA2 | 2003 EDGEWOOD DRIVE UTILITY IMPROVEMENTS | 2004 | Dondelinger Automotive | None | None | 21.8657 | PVC | 12 |  | 75 | 200 | 4373.137 | 437.3137 | 721.5676 | 5532.0183 | 55 |  | Potable | 1 | 1 | 1 | 1 | 2016-12-05 13:52 | BAXTER\todd.deboer | 167 | wFIT-727 | wFIT-463 | 2HA02-2HA03 | {C43E3EC3-7426-465D-BAD2-8FB84A22B569}
2318 | wMAIN-3762 | HA2 | 2003 EDGEWOOD DRIVE UTILITY IMPROVEMENTS | 2004 | Dondelinger Automotive | None | None | 142.7401 | PVC | 12 |  | 75 | 200 | 28548.0125 | 2854.8012 | 4710.4221 | 36113.2358 | 55 |  | Potable | 1 | 1 | 1 | 1 | 2016-12-05 15:48 | BAXTER\todd.deboer | 167 | wVLV-1644 | wFIT-725 | 2HA01-2GA04 | {8BA3A242-D585-4C56-A328-E0989C5A0FA4}
2319 | wMAIN-3765 | GA2 | 2003 EDGEWOOD DRIVE UTILITY IMPROVEMENTS | 2004 | Dondelinger Automotive | None | None | 84.1041 | PVC | 6 |  | 75 | 140 | 11774.5732 | 1177.4573 | 1942.8046 | 14894.8351 | 55 |  | Potable | 1 | 1 | 1 | 1 | 2016-12-05 15:48 | BAXTER\todd.deboer | 167 | wFIT-725 | wFIT-726 | 2GA04-2GA06 | {7D0433BE-C0E0-484A-B5D4-816A54324954}
2320 | wMAIN-3768 | HA2 | 2003 EDGEWOOD DRIVE UTILITY IMPROVEMENTS | 2004 | Dondelinger Automotive | None | None | 3.8029 | PVC | 12 |  | 75 | 200 | 760.5873 | 76.0587 | 125.4969 | 962.1429 | 55 |  | Potable | 1 | 1 | 1 | 1 | 2016-12-05 13:53 | BAXTER\todd.deboer | 167 | wFIT-727 | wVLV-1644 | 2HA02-2HA01 | {4901FD53-F284-4C43-8718-A0E7806F1CF3}
2321 | wMAIN-3771 | HA2 | 2003 EDGEWOOD DRIVE UTILITY IMPROVEMENTS | 2004 | Edgewood Dr | Pine Beach Rd | Sears | 49.9348 | PVC | 12 |  | 75 | 200 | 9986.9685 | 998.6969 | 1647.8498 | 12633.5152 | 55 |  | Potable | 1 | 1 | 1 | 1 | 2011-11-08 15:18 | BAXTER\todd.deboer | 167 | V-1642 | FIT-729 | 2GA03-2HA04 | {1303D831-C1E7-43E8-AA4D-193BDA3AD0C8}
2322 | wMAIN-3772 | GA2 | 2003 EDGEWOOD DRIVE UTILITY IMPROVEMENTS | 2004 | Edgewood Dr | Pine Beach Rd | Sears | 3.9991 | PVC | 12 |  | 75 | 200 | 799.8297 | 79.983 | 131.9719 | 1011.7846 | 55 |  | Potable | 1 | 1 | 1 | 1 | 2011-11-08 15:18 | BAXTER\todd.deboer | 167 | V-1643 | FIT-728 | 2GA01-2GA02 | {B3CB099E-4B4A-43BB-98DA-9D834028C3B8}
2323 | wMAIN-3773 | GA2 | 2003 EDGEWOOD DRIVE UTILITY IMPROVEMENTS | 2004 | Edgewood Dr | Pine Beach Rd | Sears | 4.6455 | PVC | 12 |  | 75 | 200 | 929.0994 | 92.9099 | 153.3014 | 1175.3107 | 55 |  | Potable | 1 | 1 | 1 | 1 | 2011-11-08 15:18 | BAXTER\todd.deboer | 167 | FIT-728 | V-1642 | 2GA02-2GA03 | {1234E32E-7809-4660-94CA-279DE7BE1BD4}
2324 | wMAIN-3774 | HA2 | 2003 EDGEWOOD DRIVE UTILITY IMPROVEMENTS | 2004 | Edgewood Dr | Pine Beach Rd | Sears | 4.2063 | PVC | 12 |  | 75 | 200 | 841.2546 | 84.1255 | 138.807 | 1064.1871 | 55 |  | Potable | 1 | 1 | 1 | 1 | 2011-11-08 15:18 | BAXTER\todd.deboer | 167 | FIT-729 | FIT-464 | 2HA04-2HA05 | {4D368611-225A-4E26-A148-ED855C8F3E6C}
2325 | wMAIN-3775 | GW | 2003 EDGEWOOD DRIVE UTILITY IMPROVEMENTS | 2004 | Edgewood Dr | Sears | Lake Forest Rd | 184.597 | PVC | 12 |  | 75 | 200 | 36919.3948 | 3691.9395 | 6091.7001 | 46703.0345 | 55 |  | Potable | 1 | 1 | 1 | 1 | 2012-09-06 15:37 | BAXTER\todd.deboer | 167 | wFIT-731 | wFIT-730 | 1GW21-1GW23 | {2A06B220-9AA3-42BF-983F-DD163464CF31}
2326 | wMAIN-3776 | GW | 2003 EDGEWOOD DRIVE UTILITY IMPROVEMENTS | 2004 | Edgewood Dr | Sears | Lake Forest Rd | 138.7425 | PVC | 12 |  | 75 | 200 | 27748.492 | 2774.8492 | 4578.5012 | 35101.8424 | 55 |  | Potable | 1 | 1 | 1 | 1 | 2011-11-08 15:18 | BAXTER\todd.deboer | 167 | FIT-733 | FIT-731 | 1GW15-1GW21 | {5C4B3FCA-1E4D-42ED-91B8-84393A368CAE}
2327 | wMAIN-3779 | GW | 2003 EDGEWOOD DRIVE UTILITY IMPROVEMENTS | 2004 | Edgewood Dr | Pine Beach Rd | Sears | 20.8294 | PVC | 8 |  | 75 | 160 | 3332.7026 | 333.2703 | 549.8959 | 4215.8687 | 55 |  | Potable | 1 | 1 | 1 | 1 | 2011-11-08 15:18 | BAXTER\todd.deboer | 167 | V-1640 | FIT-735 | 1GW26-1GW27 | {0610EEDA-4FE8-42F2-A9A5-8CCD60622D7C}
2328 | wMAIN-3780 | GW | 2003 EDGEWOOD DRIVE UTILITY IMPROVEMENTS | 2004 | Edgewood Dr | Pine Beach Rd | Sears | 4.1122 | PVC | 8 |  | 75 | 160 | 657.9584 | 65.7958 | 108.5631 | 832.3173 | 55 |  | Potable | 1 | 1 | 1 | 1 | 2011-11-08 15:18 | BAXTER\todd.deboer | 167 | FIT-734 | V-1640 | 1GW25-1GW26 | {C575A437-13AE-484D-B68A-649623C6C94E}
2329 | wMAIN-3781 | GW | 2003 EDGEWOOD DRIVE UTILITY IMPROVEMENTS | 2004 | ABRA Auto Body | Edgewood Dr | None | 23.9061 | PVC | 8 |  | 75 | 160 | 3824.9751 | 382.4975 | 631.1209 | 4838.5935 | 55 |  | Potable | 1 | 1 | 1 | 1 | 2012-09-06 15:37 | BAXTER\todd.deboer | 167 | wFIT-730 | wFIT-465 | 1GW23-1GW24 | {FFF0322D-FD63-4EB3-B979-6A1C3E3B0D58}
2330 | wMAIN-3782 | GW | 2003 EDGEWOOD DRIVE UTILITY IMPROVEMENTS | 2004 | Edgewood Dr | Sears | Lake Forest Rd | 25.49 | PVC | 8 |  | 75 | 160 | 4078.4066 | 407.8407 | 672.9371 | 5159.1843 | 55 |  | Potable | 1 | 1 | 1 | 1 | 2011-11-08 15:18 | BAXTER\todd.deboer | 167 | FIT-731 | FIT-466 | 1GW21-1GW22 | {C92ECB34-0290-4C38-97C1-637B472ED524}
2331 | wMAIN-3783 | GW | 2003 EDGEWOOD DRIVE UTILITY IMPROVEMENTS | 2004 | Edgewood Dr | Sears | Lake Forest Rd | 169.7038 | PVC | 12 |  | 75 | 200 | 33940.7543 | 3394.0754 | 5600.2245 | 42935.0542 | 55 |  | Potable | 1 | 1 | 1 | 1 | 2011-11-08 15:18 | BAXTER\todd.deboer | 167 | FIT-736 | FIT-733 | 1GW09-1GW15 | {1390C64A-2E8E-456F-92A8-1166A7C22BF1}
2332 | wMAIN-3786 | GW | 2003 EDGEWOOD DRIVE UTILITY IMPROVEMENTS | 2004 | Edgewood Dr | Sears | Lake Forest Rd | 37.607 | PVC | 8 |  | 75 | 160 | 6017.1159 | 601.7116 | 992.8241 | 7611.6516 | 55 |  | Potable | 1 | 1 | 1 | 1 | 2011-11-08 15:18 | BAXTER\todd.deboer | 167 | V-1639 | FIT-732 | 1GW16-1GW17 | {F339540D-2AED-44A2-9FC1-E9AB7D9B1160}
2333 | wMAIN-3787 | GW | 2003 EDGEWOOD DRIVE UTILITY IMPROVEMENTS | 2004 | Edgewood Dr | Sears | Lake Forest | 2.7559 | PVC | 8 |  | 75 | 160 | 440.9451 | 44.0945 | 72.7559 | 557.7956 | 55 |  | Potable | 1 | 1 | 1 | 1 | 2011-11-08 15:18 | BAXTER\todd.deboer | 167 | FIT-733 | V-1639 | 1GW15-1GW16 | {7ED6E7BB-F6AB-4280-9104-26302043E669}
2334 | wMAIN-3788 | GW | 2003 EDGEWOOD DRIVE UTILITY IMPROVEMENTS | 2004 | Edgewood Dr | Sears | Lake Forest Rd | 4.2064 | PVC | 8 |  | 75 | 160 | 673.0266 | 67.3027 | 111.0494 | 851.3787 | 55 |  | Potable | 1 | 1 | 1 | 1 | 2011-11-08 15:18 | BAXTER\todd.deboer | 167 | FIT-732 | FIT-467 | 1GW17-1GW18 | {9EF28F8C-1B1D-41D4-BC96-7CB4354312DC}
2335 | wMAIN-3789 | GW | 2003 EDGEWOOD DRIVE UTILITY IMPROVEMENTS | 2004 | Edgewood Dr | Pine Beach Rd | Sears | 4.2061 | PVC | 8 |  | 75 | 160 | 672.9779 | 67.2978 | 111.0414 | 851.317 | 55 |  | Potable | 1 | 1 | 1 | 1 | 2011-11-08 15:18 | BAXTER\todd.deboer | 167 | FIT-735 | FIT-468 | 1GW27-1GW28 | {9D341614-8F0F-4EED-A93C-D7114883E472}
2336 | wMAIN-3792 | GW | 2003 EDGEWOOD DRIVE UTILITY IMPROVEMENTS | 2004 | Edgewood Dr | Sears | Lake Forest Rd | 18.6162 | PVC | 8 |  | 75 | 160 | 2978.5868 | 297.8587 | 491.4668 | 3767.9123 | 55 |  | Potable | 1 | 1 | 1 | 1 | 2011-11-08 15:18 | BAXTER\todd.deboer | 167 | V-1638 | FIT-737 | 1GW10-1GW11 | {E70F1766-3294-4B51-8760-398A102861CD}
2337 | wMAIN-3793 | GW | 2003 EDGEWOOD DRIVE UTILITY IMPROVEMENTS | 2004 | Edgewood Dr | Sears | Lake Forest | 2.9999 | PVC | 8 |  | 75 | 160 | 479.9868 | 47.9987 | 79.1978 | 607.1833 | 55 |  | Potable | 1 | 1 | 1 | 1 | 2011-11-08 15:18 | BAXTER\todd.deboer | 167 | FIT-736 | V-1638 | 1GW09-1GW10 | {AE28452E-6DDE-4376-8D63-C977807CA537}
2338 | wMAIN-3794 | GW | 2003 EDGEWOOD DRIVE UTILITY IMPROVEMENTS | 2004 | Edgewood Dr | Sears | Lake Forest Rd | 4.2064 | PVC | 8 |  | 75 | 160 | 673.0266 | 67.3027 | 111.0494 | 851.3787 | 55 |  | Potable | 1 | 1 | 1 | 1 | 2011-11-08 15:18 | BAXTER\todd.deboer | 167 | FIT-737 | FIT-469 | 1GW11-1GW12 | {304DAA0E-57B7-489A-8BAC-E024796A93B6}
2339 | wMAIN-3795 | GW | 2003 EDGEWOOD DRIVE UTILITY IMPROVEMENTS | 2004 | Edgewood Dr | Sears | Lake Forest Rd | 51.6843 | PVC | 8 |  | 75 | 160 | 8269.4845 | 826.9485 | 1364.4649 | 10460.8979 | 55 |  | Potable | 1 | 1 | 1 | 1 | 2011-11-08 15:18 | BAXTER\todd.deboer | 167 | FIT-738 | FIT-470 | 1GW07-1GW08 | {64220ABB-F9B3-456C-9BBF-F47B715BF35E}
2340 | wMAIN-3796 | GW | 2003 EDGEWOOD DRIVE UTILITY IMPROVEMENTS | 2004 | Lake County Toyota | Edgewood Dr | None | 3.8446 | PVC | 8 |  | 75 | 160 | 615.1311 | 61.5131 | 101.4966 | 778.1408 | 55 |  | Potable | 1 | 1 | 1 | 1 | 2011-11-08 15:18 | BAXTER\todd.deboer | 167 | FIT-739 | V-1635 | 1GW01-1GW02 | {F03FC8CF-FBA8-46AE-BDF4-21C63493A03D}
2341 | wMAIN-3797 | GX | 2003 EDGEWOOD DRIVE UTILITY IMPROVEMENTS | 2004 | Edgewood Dr | Lake Forest Rd | Rockwoods Grill and Bar | 115.0828 | PVC | 10 |  | 75 | 180 | 20714.9014 | 2071.4901 | 3417.9587 | 26204.3503 | 55 |  | Potable | 1 | 1 | 1 | 1 | 2011-11-08 15:18 | BAXTER\todd.deboer | 167 | FIT-743 | V-1632 | 1FX43-1GX01 | {4A2D5A31-AFBC-4E1B-8103-6366E1042E73}
2342 | wMAIN-3798 | FX | 2003 EDGEWOOD DRIVE UTILITY IMPROVEMENTS | 2004 | Edgewood Dr | Lake Forest Rd | Rockwoods Grill and Bar | 42.2929 | PVC | 10 |  | 75 | 180 | 7612.7269 | 761.2727 | 1256.0999 | 9630.0995 | 55 |  | Potable | 1 | 1 | 1 | 1 | 2011-11-08 15:18 | BAXTER\todd.deboer | 167 | FIT-746 | FIT-743 | 1FX37-1FX43 | {378F1D9B-B16E-4751-98B8-ECD42A723A33}
2343 | wMAIN-3799 | FX | 2003 EDGEWOOD DRIVE UTILITY IMPROVEMENTS | 2004 | Edgewood Dr | Lake Forest Rd | Rockwoods Grill and Bar | 98.9176 | PVC | 10 |  | 75 | 180 | 17805.1754 | 1780.5175 | 2937.8539 | 22523.5469 | 55 |  | Potable | 1 | 1 | 1 | 1 | 2011-11-08 15:18 | BAXTER\todd.deboer | 167 | FIT-744 | FIT-746 | 1FX35-1FX37 | {8A78E4E6-9515-4F80-8C20-C501C0341BA1}
2344 | wMAIN-3800 | FX | 2003 EDGEWOOD DRIVE UTILITY IMPROVEMENTS | 2004 | Edgewood Dr | Lake Forest Rd | Rockwoods Grill and Bar | 92.2277 | PVC | 10 |  | 75 | 180 | 16600.9838 | 1660.0984 | 2739.1623 | 21000.2445 | 55 |  | Potable | 1 | 1 | 1 | 1 | 2011-11-08 15:18 | BAXTER\todd.deboer | 167 | FIT-747 | FIT-744 | 1FX33-1FX35 | {7EC25797-33E5-4B4C-AFA8-53069F5E1B45}
2345 | wMAIN-3801 | FX | 2003 EDGEWOOD DRIVE UTILITY IMPROVEMENTS | 2004 | Edgewood Dr | Rockwoods Grill and Bar | Baxter Village | 156.0567 | PVC | 10 |  | 75 | 180 | 28090.2039 | 2809.0204 | 4634.8836 | 35534.1079 | 55 |  | Potable | 1 | 1 | 1 | 1 | 2011-11-08 15:18 | BAXTER\todd.deboer | 167 | FIT-749 | FIT-747 | 1FX27-1FX33 | {A8AB739B-E273-4B2E-80CC-01CF3CF613EE}
2346 | wMAIN-3802 | FX | 2003 EDGEWOOD DRIVE UTILITY IMPROVEMENTS | 2004 | Edgewood Dr | Rockwoods Grill and Bar | Baxter Village | 80.9185 | PVC | 10 |  | 75 | 180 | 14565.3213 | 1456.5321 | 2403.278 | 18425.1314 | 55 |  | Potable | 1 | 1 | 1 | 1 | 2011-11-08 15:18 | BAXTER\todd.deboer | 167 | FIT-748 | FIT-749 | 1FX25-1FX27 | {8ABE08D6-B517-4EAA-8FF5-F010EB48A705}
2347 | wMAIN-3803 | EC | 2003 CLEARWATER ROAD COMMERCIAL UTILITY IMPROVEMENTS | 2005 | Clearwater Rd | Edgewood Dr | Forest Dr | 20.4072 | PVC | 8 |  | 75 |  | 0 | 0 | 0 | 0 | 56 |  | Potable | 1 | 1 | 1 | 1 | 2011-11-08 15:18 | BAXTER\todd.deboer |  | V-1544 |  | 1EC40- | {D750E100-8270-410B-9E69-3FF500CE7E7C}
2349 | wMAIN-3805 | FX | 2003 EDGEWOOD DRIVE UTILITY IMPROVEMENTS | 2004 | Edgewood Dr | Rockwoods Grill and Bar | Baxter Village | 207.3266 | PVC | 10 |  | 75 | 180 | 37318.7895 | 3731.879 | 6157.6003 | 47208.2688 | 55 |  | Potable | 1 | 1 | 1 | 1 | 2011-11-08 15:18 | BAXTER\todd.deboer | 167 | FIT-1936 | FIT-748 | 1FX22-1FX25 | {A50B5BDD-7621-42D5-BD0D-185E1F80673C}
2350 | wMAIN-3806 | FX | 2003 EDGEWOOD DRIVE UTILITY IMPROVEMENTS | 2004 | Edgewood Dr | Baxter Village | None | 94.4693 | PVC | 10 |  | 75 | 180 | 17004.4686 | 1700.4469 | 2805.7373 | 21510.6528 | 55 |  | Potable | 1 | 1 | 1 | 1 | 2011-11-08 15:18 | BAXTER\todd.deboer | 167 | FIT-751 | FIT-1936 | 1FX16-1FX22 | {5BC7F289-1FBD-4882-A86E-D027D6AD9F1F}
2351 | wMAIN-3807 | FX | 2003 EDGEWOOD DRIVE UTILITY IMPROVEMENTS | 2004 | Edgewood Dr | Jack Pine Brewery | None | 133.427 | PVC | 10 |  | 75 | 180 | 24016.8577 | 2401.6858 | 3962.7815 | 30381.3249 | 55 |  | Potable | 1 | 1 | 1 | 1 | 2018-08-03 08:48 | BAXTER\Todd.DeBoer | 167 | wFIT-741 | wFIT-751 | 1FX14-1FX16 | {811F8969-DF75-48FA-8410-75D9FA4BBD05}
2352 | wMAIN-3808 | FX | 2003 EDGEWOOD DRIVE UTILITY IMPROVEMENTS | 2004 | Edgewood Dr | Jack Pine Brewery | None | 19.3274 | PVC | 10 |  | 75 | 180 | 3478.9403 | 347.894 | 574.0251 | 4400.8594 | 55 |  | Potable | 1 | 1 | 1 | 1 | 2018-08-03 08:48 | BAXTER\Todd.DeBoer | 167 | wFIT-742 | wFIT-741 | 1FX12-1FX14 | {A2C75A52-FA48-453F-B719-728419C0692D}
2353 | wMAIN-3809 | FX | 2003 EDGEWOOD DRIVE UTILITY IMPROVEMENTS | 2004 | Edgewood Dr | Jack Pine Brewery | None | 229.9614 | PVC | 10 |  | 75 | 180 | 41393.053 | 4139.3053 | 6829.8537 | 52362.212 | 55 |  | Potable | 1 | 1 | 1 | 1 | 2011-11-08 15:18 | BAXTER\todd.deboer | 167 | FIT-1937 | FIT-742 | 1FX05-1FX12 | {8220181F-E654-477C-8011-13A053A92DEA}
2354 | wMAIN-3810 | FY | 2003 EDGEWOOD DRIVE UTILITY IMPROVEMENTS | 2004 | Edgewood Dr | Affinty Plus Credit Union | Edgewood Dr | 90.6035 | PVC | 10 |  | 75 | 180 | 16308.6372 | 1630.8637 | 2690.9251 | 20630.426 | 55 |  | Potable | 1 | 1 | 1 | 1 | 2011-11-08 15:18 | BAXTER\todd.deboer | 167 | V-1617 | FIT-753 | 1FY05-1FY06 | {8F6ED833-5418-4FD1-BA66-7DD91417868F}
2355 | wMAIN-3811 | EY | 2003 EDGEWOOD DRIVE UTILITY IMPROVEMENTS | 2004 | Edgewood Dr | Edgewood Dr | State Hwy 371 | 175.9845 | PVC | 12 |  | 75 | 200 | 35196.8972 | 3519.6897 | 5807.488 | 44524.075 | 55 |  | Potable | 1 | 1 | 1 | 1 | 2011-11-08 15:18 | BAXTER\todd.deboer | 167 | V-1620 | FIT-1938 | 1EY14-1FY02 | {AD986E3F-D4DB-40B1-9369-2B10C7048A31}
2356 | wMAIN-3812 | EY | 2003 EDGEWOOD DRIVE UTILITY IMPROVEMENTS | 2004 | Edgewood Dr | State Hwy 371 | None | 212.6971 | PVC | 12 |  | 75 | 200 | 42539.4276 | 4253.9428 | 7019.0055 | 53812.3759 | 55 |  | Potable | 1 | 1 | 1 | 1 | 2011-11-08 15:18 | BAXTER\todd.deboer | 167 | V-1620 | FIT-754 | 1EY14-1EX01 | {A8A19460-D7EC-42F2-AB84-CC1120377F87}
2357 | wMAIN-3813 | EX | 2003 EDGEWOOD DRIVE UTILITY IMPROVEMENTS | 2004 | Novotny Rd | None | None | 5.4964 | PVC | 12 |  | 75 | 200 | 1099.2866 | 109.9287 | 181.3823 | 1390.5975 | 55 |  | Potable | 1 | 1 | 1 | 1 | 2018-01-11 10:49 | BAXTER\Todd.DeBoer | 167 | wFIT-754 | wVLV-2081 | 1EX01-1EX02 | {32D1091D-D663-40D8-BA18-9775B60534EF}
2358 | wMAIN-3814 | FY | 2003 EDGEWOOD DRIVE UTILITY AND ROADWAY EXTENSION | 2004 | Edgewood Dr | Affinty Plus Credit Union | None | 3.6429 | PVC | 10 |  | 75 | 180 | 655.7164 | 65.5716 | 108.1932 | 829.4813 | 55 |  | Potable | 1 | 1 | 1 | 1 | 2011-11-08 15:18 | BAXTER\todd.deboer | 167 | FIT-1938 | V-1617 | 1FY02-1FY05 | {D02452F0-1D64-46B6-B98D-8F8DBD0A279E}
2359 | wMAIN-3815 | FY | 2003 EDGEWOOD DRIVE UTILITY IMPROVEMENTS | 2004 | Edgewood Dr | Edgewood Dr | State Hwy 371 | 100.7899 | PVC | 12 |  | 75 | 200 | 20157.9809 | 2015.7981 | 3326.0668 | 25499.8458 | 55 |  | Potable | 1 | 1 | 1 | 1 | 2011-11-08 15:18 | BAXTER\todd.deboer | 167 | V-1619 | FIT-483 | 1FY03-1FY04 | {1E4F4C3A-B53C-4BF1-A818-D71D692E874C}
2360 | wMAIN-3816 | FY | 2003 EDGEWOOD DRIVE UTILITY IMPROVEMENTS | 2004 | Edgewood Dr | Edgewood Dr | State Hwy 371 | 3.2117 | PVC | 12 |  | 75 | 200 | 642.3324 | 64.2332 | 105.9849 | 812.5505 | 55 |  | Potable | 1 | 1 | 1 | 1 | 2011-11-08 15:18 | BAXTER\todd.deboer | 167 | FIT-1938 | V-1619 | 1FY02-1FY03 | {D5C3F225-2AAE-435A-86D2-6399CE147B3B}
2361 | wMAIN-3817 | FY | 2003 EDGEWOOD DRIVE UTILITY AND ROADWAY EXTENSION | 2004 | Edgewood Dr | Edgewood Dr | Slumberland Furniture | 3.9746 | PVC | 10 |  | 75 | 180 | 715.4315 | 71.5432 | 118.0462 | 905.0209 | 55 |  | Potable | 1 | 1 | 1 | 1 | 2011-11-08 15:18 | BAXTER\todd.deboer | 167 | V-1618 | FIT-1938 | 1FY01-1FY02 | {AD036618-D0F2-4203-8663-63C616FC7002}
2362 | wMAIN-3818 | GX | 2003 EDGEWOOD DRIVE UTILITY IMPROVEMENTS | 2004 | Lake Forest Rd | The Lodge at Brainerd Lakes | Edgewood Dr | 97.5255 | PVC | 12 |  | 75 | 200 | 19505.1086 | 1950.5109 | 3218.3429 | 24673.9624 | 55 |  | Potable | 1 | 1 | 1 | 1 | 2011-11-08 15:18 | BAXTER\todd.deboer | 167 | V-1633 | FIT-1932 | 1GX06-1GX07 | {DF8E9D26-5A17-4D23-A4D9-8D69382FE1D3}
2363 | wMAIN-3819 | GX | 2003 EDGEWOOD DRIVE UTILITY IMPROVEMENTS | 2004 | Edgewood Dr | Sears | Lake Forest Rd | 3.8859 | PVC | 12 |  | 75 | 200 | 777.1709 | 77.7171 | 128.2332 | 983.1212 | 55 |  | Potable | 1 | 1 | 1 | 1 | 2011-11-08 15:18 | BAXTER\todd.deboer | 167 | FIT-1935 | V-1631 | 1GX03-1GX05 | {8B145C15-5F40-4049-A224-528450A09ED6}
2364 | wMAIN-3820 | GX | 2003 EDGEWOOD DRIVE UTILITY IMPROVEMENTS | 2004 | Lake Forest Rd | Edgewood Dr | State Hwy 371 | 3.7835 | PVC | 12 |  | 75 | 200 | 756.6994 | 75.6699 | 124.8554 | 957.2247 | 55 |  | Potable | 1 | 1 | 1 | 1 | 2011-11-08 15:18 | BAXTER\todd.deboer | 167 | FIT-1935 | V-1630 | 1GX03-1GX04 | {FECDC127-7623-4138-BB2E-D638B2B056DD}
2365 | wMAIN-3821 | GX | 2003 EDGEWOOD DRIVE UTILITY IMPROVEMENTS | 2004 | Lake Forest Rd | The Lodge at Brainerd Lakes | Edgewood Dr | 3.4548 | PVC | 12 |  | 75 | 200 | 690.9588 | 69.0959 | 114.0082 | 874.0629 | 55 |  | Potable | 1 | 1 | 1 | 1 | 2011-11-08 15:18 | BAXTER\todd.deboer | 167 | FIT-1935 | V-1633 | 1GX03-1GX06 | {15BC73EF-3DFE-4D24-A7EE-AF4AB0DF1555}
2366 | wMAIN-3822 | GX | 2003 EDGEWOOD DRIVE UTILITY IMPROVEMENTS | 2004 | Edgewood Dr | Lake Forest Rd | Rockwoods Grill and Bar | 2.0692 | PVC | 12 |  | 75 | 200 | 413.8447 | 41.3845 | 68.2844 | 523.5136 | 55 |  | Potable | 1 | 1 | 1 | 1 | 2011-11-08 15:18 | BAXTER\todd.deboer | 167 | FIT-374 | FIT-1935 | 1GX02-1GX03 | {2B5871D1-B4D1-4363-BBD3-0094EB77134B}
2367 | wMAIN-3823 | GX | 2003 EDGEWOOD DRIVE UTILITY IMPROVEMENTS | 2004 | Edgewood Dr | Lake Forest Rd | Rockwoods Grill and Bar | 1.634 | PVC | 10 |  | 75 | 180 | 294.1181 | 29.4118 | 48.5295 | 372.0594 | 55 |  | Potable | 1 | 1 | 1 | 1 | 2011-11-08 15:18 | BAXTER\todd.deboer | 167 | V-1632 | FIT-374 | 1GX01-1GX02 | {8AAFE589-D910-488C-BDFC-69C4B64B8A21}
2368 | wMAIN-3824 | FW | 2003 EDGEWOOD DRIVE UTILITY IMPROVEMENTS | 2004 | Lake Forest Rd | Edgewood Dr | State Hwy 371 | 201.9309 | DIP | 12 |  | 75 | 200 | 40386.1744 | 4038.6174 | 6663.7188 | 51088.5106 | 55 | PIPE ENCLOSED IN 24" DIA. STEEL CASING PIPE | Potable | 1 | 1 | 1 | 1 | 2011-11-08 15:18 | BAXTER\todd.deboer | 167 | V-1634 | FIT-925 | 1FW46-1FW20 | {31C320D8-96A0-4BAD-885C-4F9596FA508D}
2369 | wMAIN-3826 | FX | 2003 EDGEWOOD DRIVE UTILITY IMPROVEMENTS | 2004 | Edgewood Dr | Lake Forest Rd | Rockwoods Grill and Bar | 19.9669 | PVC | 8 |  | 75 | 160 | 3194.7073 | 319.4707 | 527.1267 | 4041.3048 | 55 |  | Potable | 1 | 1 | 1 | 1 | 2011-11-08 15:18 | BAXTER\todd.deboer | 167 | FIT-743 | FIT-473 | 1FX43-1FX44 | {DCA400B6-1AC4-45CF-A4EC-34B55A169E17}
2370 | wMAIN-3827 | FX | 2003 EDGEWOOD DRIVE UTILITY IMPROVEMENTS | 2004 | Edgewood Dr | Lake Forest Rd | Rockwoods Grill and Bar | 19.9668 | PVC | 8 |  | 75 | 160 | 3194.6942 | 319.4694 | 527.1246 | 4041.2882 | 55 |  | Potable | 1 | 1 | 1 | 1 | 2011-11-08 15:18 | BAXTER\todd.deboer | 167 | FIT-744 | FIT-474 | 1FX35-1FX36 | {E1872452-E30E-416D-A606-B693486E39CE}
2371 | wMAIN-3830 | FX | 2003 EDGEWOOD DRIVE UTILITY IMPROVEMENTS | 2004 | Edgewood Dr | Lake Forest Rd | Rockwoods Grill and Bar | 51.8336 | PVC | 8 |  | 75 | 160 | 8293.3819 | 829.3382 | 1368.408 | 10491.1281 | 55 |  | Potable | 1 | 1 | 1 | 1 | 2011-11-08 15:18 | BAXTER\todd.deboer | 167 | V-1628 | FIT-745 | 1FX38-1FX39 | {778FA524-AFB2-4AFA-A8B7-706CCC9F33B7}
2372 | wMAIN-3831 | FX | 2003 EDGEWOOD DRIVE UTILITY IMPROVEMENTS | 2004 | Edgewood Dr | Lake Forest Rd | Rockwoods Grill and Bar | 3.0001 | PVC | 8 |  | 75 | 160 | 480.0211 | 48.0021 | 79.2035 | 607.2267 | 55 |  | Potable | 1 | 1 | 1 | 1 | 2011-11-08 15:18 | BAXTER\todd.deboer | 167 | FIT-746 | V-1628 | 1FX37-1FX38 | {292CBDFE-E07E-4965-B6B0-85EDF76DE253}
2373 | wMAIN-3832 | FX | 2003 EDGEWOOD DRIVE UTILITY IMPROVEMENTS | 2004 | Edgewood Dr | Lake Forest Rd | Rockwoods Grill and Bar | 4.2065 | PVC | 8 |  | 75 | 160 | 673.0385 | 67.3039 | 111.0514 | 851.3937 | 55 |  | Potable | 1 | 1 | 1 | 1 | 2011-11-08 15:18 | BAXTER\todd.deboer | 167 | FIT-745 | FIT-475 | 1FX39-1FX40 | {BA9D98F5-B043-48F5-9BA7-E3125A373C00}
2374 | wMAIN-3833 | FX | 2003 EDGEWOOD DRIVE UTILITY IMPROVEMENTS | 2004 | Rockwoods Grill and Bar | None | None | 45.8723 | PVC | 8 |  | 75 | 160 | 7339.5664 | 733.9566 | 1211.0284 | 9284.5514 | 55 |  | Potable | 1 | 1 | 1 | 1 | 2011-11-08 15:18 | BAXTER\todd.deboer | 167 | FIT-747 | FIT-1933 | 1FX33-1FX34 | {87A75CA5-D4DB-4A1F-89B6-BE393852E3A1}
2375 | wMAIN-3834 | FX | 2003 EDGEWOOD DRIVE UTILITY IMPROVEMENTS | 2004 | Edgewood Dr | Rockwoods Grill and Bar | Baxter Village | 39.418 | PVC | 8 |  | 75 | 160 | 6306.8851 | 630.6885 | 1040.636 | 7978.2097 | 55 |  | Potable | 1 | 1 | 1 | 1 | 2011-11-08 15:18 | BAXTER\todd.deboer | 167 | FIT-748 | FIT-476 | 1FX25-1FX26 | {2D992E99-530E-45CF-BAB5-858542F2579F}
2376 | wMAIN-3835 | FX | 2003 EDGEWOOD DRIVE UTILITY IMPROVEMENTS | 2004 | Edgewood Dr | Rockwoods Grill and Bar | None | 3.0023 | PVC | 8 |  | 75 | 160 | 480.3748 | 48.0375 | 79.2618 | 607.6741 | 55 |  | Potable | 1 | 1 | 1 | 1 | 2011-11-08 15:18 | BAXTER\todd.deboer | 167 | FIT-749 | V-1627 | 1FX27-1FX28 | {8F7C435D-576B-4A61-BBF1-EAFE542D6CB0}
2377 | wMAIN-3836 | FX | 2003 EDGEWOOD DRIVE UTILITY IMPROVEMENTS | 2004 | Baxter Village | Edgewood Dr | None | 21.2753 | PVC | 8 |  | 75 | 160 | 3404.0488 | 340.4049 | 561.6681 | 4306.1218 | 55 |  | Potable | 1 | 1 | 1 | 1 | 2011-11-08 15:18 | BAXTER\todd.deboer | 167 | FIT-1936 | FIT-478 | 1FX22-1FX23 | {792284BC-B23F-4FBE-B955-9FE7A86D9608}
2378 | wMAIN-3837 | FX | 2003 EDGEWOOD DRIVE UTILITY IMPROVEMENTS | 2004 | Edgewood Dr | Baxter Village | None | 40.8879 | PVC | 8 |  | 75 | 160 | 6542.0714 | 654.2071 | 1079.4418 | 8275.7203 | 55 |  | Potable | 1 | 1 | 1 | 1 | 2011-11-08 15:18 | BAXTER\todd.deboer | 167 | FIT-1936 | FIT-477 | 1FX22-1FX24 | {32780534-DA3E-49CC-9967-B6CFA6B7F2A4}
2379 | wMAIN-3838 | FX | 2003 EDGEWOOD DRIVE UTILITY IMPROVEMENTS | 2004 | Edgewood Dr | None | None | 37.9504 | PVC | 8 |  | 75 | 160 | 6072.0628 | 607.2063 | 1001.8904 | 7681.1594 | 55 |  | Potable | 1 | 1 | 1 | 1 | 2011-11-08 15:18 | BAXTER\todd.deboer | 167 | V-1625 | FIT-750 | 1FX17-1FX18 | {05A1A9C2-DAB7-473A-8C5A-DDE4B314A906}
2380 | wMAIN-3840 | FX | 2003 EDGEWOOD DRIVE UTILITY IMPROVEMENTS | 2004 | Edgewood Dr | None | None | 3.0933 | PVC | 8 |  | 75 | 160 | 494.9211 | 49.4921 | 81.662 | 626.0751 | 55 |  | Potable | 1 | 1 | 1 | 1 | 2011-11-08 15:18 | BAXTER\todd.deboer | 167 |  | V-1625 | 1FX16-1FX17 | {717A8A4D-3ABA-428F-9BB5-CA45226467DC}
2381 | wMAIN-3842 | FX | 2003 EDGEWOOD DRIVE UTILITY IMPROVEMENTS | 2004 | Edgewood Dr | None | None | 4.2061 | PVC | 8 |  | 75 | 160 | 672.9716 | 67.2972 | 111.0403 | 851.3091 | 55 |  | Potable | 1 | 1 | 1 | 1 | 2011-11-08 15:18 | BAXTER\todd.deboer | 167 | FIT-750 | FIT-479 | 1FX18-1FX19 | {BB13E876-C533-4C05-A761-4A64F9A4F489}
2382 | wMAIN-3843 | FX | 2003 EDGEWOOD DRIVE UTILITY IMPROVEMENTS | 2004 | Edgewood Dr | Jack Pine Brewery | None | 4.2061 | PVC | 8 |  | 75 | 160 | 672.9716 | 67.2972 | 111.0403 | 851.3091 | 55 |  | Potable | 1 | 1 | 1 | 1 | 2011-11-08 15:18 | BAXTER\todd.deboer | 167 | FIT-752 | FIT-480 | 1FX08-1FX09 | {6D09921C-D7B5-4322-8ED3-297E09132E30}
2383 | wMAIN-3846 | FX | 2003 EDGEWOOD DRIVE UTILITY IMPROVEMENTS | 2004 | Edgewood Dr | Jack Pine Brewery | None | 17.1432 | PVC | 8 |  | 75 | 160 | 2742.9076 | 274.2908 | 452.5797 | 3469.7781 | 55 |  | Potable | 1 | 1 | 1 | 1 | 2011-11-08 15:18 | BAXTER\todd.deboer | 167 | V-1624 | FIT-752 | 1FX07-1FX08 | {E38FD2C8-B790-4CAC-9AEC-D7B6BAFA0318}
2384 | wMAIN-3847 | FX | 2003 EDGEWOOD DRIVE UTILITY IMPROVEMENTS | 2004 | Edgewood Dr | Jack Pine Brewery | None | 3 | PVC | 8 |  | 75 | 160 | 480.0065 | 48.0006 | 79.2011 | 607.2082 | 55 |  | Potable | 1 | 1 | 1 | 1 | 2011-11-08 15:18 | BAXTER\todd.deboer | 167 | FIT-1937 | V-1624 | 1FX05-1FX07 | {0598D844-29E5-48EE-A7B4-3E21BD9D9E13}
2385 | wMAIN-3848 | FX | 2003 EDGEWOOD DRIVE UTILITY IMPROVEMENTS | 2004 | Edgewood Dr | Jack Pine Brewery | None | 41.6396 | PVC | 8 |  | 75 | 160 | 6662.3373 | 666.2337 | 1099.2857 | 8427.8567 | 55 |  | Potable | 1 | 1 | 1 | 1 | 2011-11-08 15:18 | BAXTER\todd.deboer | 167 | FIT-1937 | FIT-481 | 1FX05-1FX06 | {E54FE591-B7F7-4CF8-837C-4CE250445734}
2386 | wMAIN-3851 | EY | 2003 EDGEWOOD DRIVE UTILITY IMPROVEMENTS | 2004 | Edgewood Dr | Edgewood Dr | Slumberland Furniture | 476.5504 | PVC | 10 |  | 75 | 180 | 85779.0676 | 8577.9068 | 14153.5462 | 108510.5205 | 55 |  | Potable | 1 | 1 | 1 | 1 | 2011-11-08 15:18 | BAXTER\todd.deboer | 167 | V-1615 | FIT-755 | 1EY10-1EY11 | {D4BD2092-95F5-4A74-B8CA-AB702F4DD514}
2387 | wMAIN-3853 | EY | MN 371, FRONTAGE ROADS AND WHISPERING WOODS LANE UTILITY IMPROVEMENTS | 2002 | Edgewood Dr | Edgewood Dr | Slumberland Furniture | 144.7947 | PVC | 10 |  | 75 | 180 | 26063.0424 | 2606.3042 | 4300.402 | 32969.7486 | 53 |  | Potable | 1 | 1 | 1 | 1 | 2011-11-08 15:18 | BAXTER\todd.deboer | 164 | FIT-961 | V-1615 | 1EY07-1EY10 | {5223F9E5-B78F-4159-9970-7A93B473A7D3}
2388 | wMAIN-3854 | EZ | WOIDA CENTER SITE IMPROVEMENTS | 2002 | Baia Della Italian | None | None | 167.9171 | PVC | 8 |  | 75 | 160 | 26866.7303 | 2686.673 | 4433.0105 | 33986.4138 | 53 |  | Potable | 1 | 1 | 1 | 1 | 2017-07-26 13:47 | BAXTER\Todd.DeBoer | 304 | wFIT-756 | wFIT-484 | 1EZ48-1EZ51 | {3B9AC132-8602-43D9-8284-309DA9721F69}
2389 | wMAIN-3857 | EZ | WOIDA CENTER SITE IMPROVEMENTS | 2002 | Rapid River Lodge | None | None | 128.6974 | PVC | 6 |  | 75 | 140 | 18017.6404 | 1801.764 | 2972.9107 | 22792.3151 | 53 |  | Potable | 1 | 1 | 1 | 1 | 2011-11-08 15:18 | BAXTER\todd.deboer | 304 | FIT-760 | FIT-757 | 1EZ40-1EZ43 | {3DEC8B11-E387-4156-91A0-14C0965F6C22}
2390 | wMAIN-3860 | EZ | WOIDA CENTER SITE IMPROVEMENTS | 2002 | Rapid River Lodge | None | None | 51.5904 | PVC | 6 |  | 75 | 140 | 7222.6561 | 722.2656 | 1191.7383 | 9136.6599 | 53 |  | Potable | 1 | 1 | 1 | 1 | 2011-11-08 15:18 | BAXTER\todd.deboer | 304 | FIT-761 | FIT-760 | 1EZ38-1EZ40 | {F1A243B5-4AC0-408F-B57A-0A3CC2762A57}
2391 | wMAIN-3861 | EZ | WIODA CENTER SITE IMPROVEMENTS | 2002 | Starbucks | None | None | 58.0061 | PVC | 6 |  | 75 | 140 | 8120.853 | 812.0853 | 1339.9407 | 10272.8791 | 53 |  | Potable | 1 | 1 | 1 | 1 | 2011-11-08 15:18 | BAXTER\todd.deboer | 304 | V-1613 |  | 1EZ37-W.S. STUB | {4EAD7583-DE92-4E80-A2F8-C86460895F7A}
2392 | wMAIN-3862 | EZ | WOIDA CENTER SITE IMPROVEMENTS | 2002 | Starbucks | None | None | 47.0709 | PVC | 6 |  | 75 | 140 | 6589.9258 | 658.9926 | 1087.3378 | 8336.2562 | 53 |  | Potable | 1 | 1 | 1 | 1 | 2011-11-08 15:18 | BAXTER\todd.deboer | 304 |  | V-1612 | 1EZ38-1EZ39 | {91A13E1A-4FDB-44FD-B357-60FCA8B9F396}
2393 | wMAIN-3864 | JC | 2004 INGLEWOOD DRIVE AND CLEARWATER ROAD IMPROVEMENTS | 2004 | Clearwater Rd | Kimberlee Dr | Rockrose Dr | 47.082 | PVC | 12 |  | 75 | 200 | 9416.4036 | 941.6404 | 1553.7066 | 11911.7505 | 55 |  | Potable | 1 | 1 | 1 | 1 | 2011-11-08 15:18 | BAXTER\todd.deboer | 150 | FIT-763 | V-170 | 1JC13-1JC16 | {E8DAB53C-63E6-482F-9380-CD2137FD9F78}
2394 | wMAIN-3865 | JC | 2004 INGLEWOOD DRIVE AND CLEARWATER ROAD IMPROVEMENTS | 2004 | Clearwater Rd | Kimberlee Dr | Rockrose Dr | 478.8794 | PVC | 12 |  | 75 | 200 | 95775.8806 | 9577.5881 | 15803.0203 | 121156.4889 | 55 |  | Potable | 1 | 1 | 1 | 1 | 2011-11-08 15:18 | BAXTER\todd.deboer | 150 | FIT-762 | FIT-763 | 1JC10-1JC13 | {ABA82533-F66E-4C78-A432-EC36B42FFB70}
2395 | wMAIN-3869 | IC | 2004 INGLEWOOD DRIVE AND CLEARWATER ROAD IMPROVEMENTS | 2004 | Clearwater Rd | Rockrose Dr | Clearwater Ct | 433.9382 | PVC | 12 |  | 75 | 200 | 86787.6368 | 8678.7637 | 14319.9601 | 109786.3606 | 55 |  | Potable | 1 | 1 | 1 | 1 | 2011-11-08 15:18 | BAXTER\todd.deboer | 150 | FIT-772 | FIT-771 | 1IC29-1JC01 | {F8CE8F0D-0510-4358-BCE0-40D7094E5CBD}
2396 | wMAIN-3870 | IC | 2004 INGLEWOOD DRIVE AND CLEARWATER ROAD IMPROVEMENTS | 2004 | Clearwater Rd | Clearwater Rd | Atwater Rd | 2.3057 | PVC | 12 |  | 75 | 200 | 461.1384 | 46.1138 | 76.0878 | 583.34 | 55 |  | Potable | 1 | 1 | 1 | 1 | 2011-11-08 15:18 | BAXTER\todd.deboer | 150 | FIT-376 | FIT-1940 | 1IC18-1IC19 | {275DAB95-123E-4C3C-92BF-6187CE4A62CA}
2397 | wMAIN-3873 | HA | 1997 WOIDA ROAD WATERMAIN IMPROVEMENTS | 1998 | Woida Rd | Holly Dr | Hemlock Dr | 44.6833 | PVC | 12 |  | 75 | 200 | 8936.668 | 893.6668 | 1474.5502 | 11304.8851 | 49 |  | Potable | 1 | 1 | 1 | 1 | 2016-06-09 09:26 | BAXTER\todd.deboer | 305 | wFIT-1472 | wFIT-1775 | 1HA01-1HA16 | {6624E7DA-D5C4-4E13-9D1F-0E5C8C591D0A}
2398 | wMAIN-3876 | HA | 1997 WOIDA ROAD WATERMAIN IMPROVEMENTS | 1998 | Woida Rd | Hemlock Dr | Garland Dr | 152.8387 | PVC | 12 |  | 75 | 200 | 30567.7361 | 3056.7736 | 5043.6765 | 38668.1861 | 49 |  | Potable | 1 | 1 | 1 | 1 | 2016-06-09 09:26 | BAXTER\todd.deboer | 305 | wFIT-1473 | wFIT-2143 | 1GA07-1HA45 | {152638D6-DEC7-4CB6-A0CC-E1F400473612}
2399 | wMAIN-3882 | GA | 1997 WIODA ROAD WATERMAIN IMPROVEMENTS | 1998 | Woida Rd | Hemlock Dr | Garland Dr | 416.7627 | PVC | 12 |  | 75 | 200 | 83352.547 | 8335.2547 | 13753.1702 | 105440.9719 | 49 |  | Potable | 1 | 1 | 1 | 1 | 2016-06-09 09:27 | BAXTER\todd.deboer | 305 | wFIT-2149 | wFIT-1474 | 1GA01-1GA04 | {B843A9A9-5BBC-4F8F-A078-E308AF90AEE2}
2400 | wMAIN-3884 | GA | 1997 WOIDA ROAD WATERMAIN IMPROVEMENTS | 1998 | Woida Rd | Garland Dr | Franklin Dr | 608.9036 | PVC | 12 |  | 75 | 200 | 121780.7236 | 12178.0724 | 20093.8194 | 154052.6153 | 49 |  | Potable | 1 | 1 | 1 | 1 | 2016-06-09 09:28 | BAXTER\todd.deboer | 305 | wFIT-1477 | wFIT-1475 | 1FA11-1GA01 | {B2F4642C-3058-4B69-90F3-E07B1674E59E}
2401 | wMAIN-3885 | FA | 1997 WOIDA ROAD WATERMAIN IMPROVEMENTS | 1998 | Franklin Dr | Woida Rd | Wildflower Dr | 3.6626 | PVC | 6 |  | 75 | 140 | 512.7644 | 51.2764 | 84.6061 | 648.6469 | 49 | STUB SOUTH | Potable | 1 | 1 | 1 | 1 | 2016-04-25 15:10 | BAXTER\todd.deboer | 305 | wFIT-1476 | wFIT-657 | 1FA13-1FA16 | {9A6BDFE4-152B-44F3-ABD3-FC21D3B33046}
2402 | wMAIN-3888 | FA | 1997 WOIDA ROAD WATERMAIN IMPROVEMENTS | 1998 | Franklin Dr | Woida Rd | Wildflower Dr | 23.9164 | PVC | 6 |  | 75 | 140 | 3348.3021 | 334.8302 | 552.4698 | 4235.6021 | 49 |  | Potable | 1 | 1 | 1 | 1 | 2016-04-25 15:09 | BAXTER\todd.deboer | 305 | wVLV-328 | wFIT-1476 | 1FA12-1FA13 | {ACDC0A2D-CA08-4B76-A628-EA5192B2711E}
2403 | wMAIN-3889 | FA | 1997 WOIDA ROAD WATERMAIN IMPROVEMENTS | 1998 | Franklin Dr | Woida Rd | Wildflower Dr | 1.7794 | PVC | 6 |  | 75 | 140 | 249.113 | 24.9113 | 41.1036 | 315.1279 | 49 |  | Potable | 1 | 1 | 1 | 1 | 2016-04-25 15:09 | BAXTER\todd.deboer | 305 | wFIT-1477 | wVLV-328 | 1FA11-1FA12 | {44C90301-77CC-49CD-B9BF-A6D9E0052469}
2404 | wMAIN-3890 | FA | 1997 WOIDA ROAD WATERMAIN IMPROVEMENTS | 1998 | Woida Rd | Franklin Dr | Wildflower Dr | 2.5711 | PVC | 12 |  | 75 | 200 | 514.2284 | 51.4228 | 84.8477 | 650.4989 | 49 |  | Potable | 1 | 1 | 1 | 1 | 2016-04-25 15:09 | BAXTER\todd.deboer | 305 | wVLV-327 | wFIT-1477 | 1FA10-1FA11 | {7F039AAE-0EF9-4194-8DC9-9B106F84F23D}
2405 | wMAIN-3892 | JC | 2004 BITTERROOT IMPROVEMENTS | 2004 | Cosmos Rd | Cosmos Rd | None | 3.06 | PVC | 8 |  | 75 | 160 | 489.6024 | 48.9602 | 80.7844 | 619.347 | 55 |  | Potable | 1 | 1 | 1 | 1 | 2011-11-08 15:18 | BAXTER\todd.deboer | 133 | V-1592 | FIT-770 | 1JC17-1JC18 | {B3B247B1-AC2A-42F7-82EE-45CD2F8ACC15}
2406 | wMAIN-3893 | JC | 2004 BITTERROOT IMPROVEMENTS | 2004 | Cosmos Rd | Blackberry Ct | Rockrose Dr | 2.5349 | PVC | 8 |  | 75 | 160 | 405.581 | 40.5581 | 66.9209 | 513.06 | 55 |  | Potable | 1 | 1 | 1 | 1 | 2011-11-08 15:18 | BAXTER\todd.deboer | 133 | FIT-770 | V-1593 | 1JC18-1JC23 | {57E14E11-EBCC-4007-833A-787D24A3056D}
2407 | wMAIN-3894 | JC | 2004 BITTERROOT IMPROVEMENTS | 2004 | Cosmos Rd | Blackberry Ct | Rockrose Dr | 43.9894 | PVC | 8 |  | 75 | 160 | 7038.3078 | 703.8308 | 1161.3208 | 8903.4593 | 55 |  | Potable | 1 | 1 | 1 | 1 | 2011-11-08 15:18 | BAXTER\todd.deboer | 133 | V-1593 | FIT-768 | 1JC23-1JC24 | {0184D337-BCCC-493C-9F5A-F1EFE6530649}
2408 | wMAIN-3898 | GD | 2004 GRAND OAKS DRIVE IMPROVEMENTS | 2004 | Grand Oaks Dr | Firewood Dr | Grand Oaks Townhomes | 1.2697 | PVC | 8 |  | 75 | 160 | 203.1525 | 20.3153 | 33.5202 | 256.9879 | 55 |  | Potable | 1 | 1 | 1 | 1 | 2011-11-08 15:18 | BAXTER\todd.deboer | 188 | FIT-827 | V-1528 | 1GD16-1GD17 | {60B39515-521A-472D-8CFF-F3DDC8AFC50B}
2409 | wMAIN-3899 | GD | GRAND OAKS NORTH | 2009 | Grand Oaks Dr | Firewood Dr | Grand Oaks Townhomes | 2.3998 | PVC | 8 |  | 75 | 160 | 383.9679 | 38.3968 | 63.3547 | 485.7193 | 60 |  | Potable | 1 | 1 | 1 | 1 | 2011-11-08 15:18 | BAXTER\todd.deboer |  | FIT-826 | FIT-1 | 1GD20-1GD30 | {083BFD96-97A2-4740-807B-81632C837DE1}
2410 | wMAIN-3901 | GD | 2004 GRAND OAKS DRIVE IMPROVEMENTS | 2004 | Grand Oaks Dr | Firewood Dr | Grand Oaks Townhomes | 28.4666 | PVC | 8 |  | 75 | 160 | 4554.6596 | 455.466 | 751.5188 | 5761.6443 | 55 |  | Potable | 1 | 1 | 1 | 1 | 2011-11-08 15:18 | BAXTER\todd.deboer | 188 | FIT-825 | FIT-826 | 1GD19-1GD20 | {A51B87D5-C963-440C-B4BA-4913A5833C13}
2411 | wMAIN-3904 | GC | 2004 GRAND OAKS DRIVE IMPROVEMENTS | 2004 | Grand Oaks Dr | None | None | 51.7994 | PVC | 8 |  | 75 | 160 | 8287.9027 | 828.7903 | 1367.5039 | 10484.1969 | 55 |  | Potable | 1 | 1 | 1 | 1 | 2011-11-08 15:18 | BAXTER\todd.deboer | 188 | FIT-822 | FIT-823 | 1GC11-1GC12 | {610412C7-61B9-4BAF-AD45-305CDA8AEE9B}
2412 | wMAIN-399 | GC | 2004 GRAND OAKS DRIVE IMPROVEMENTS | 2004 | Grand Oaks Dr | Clearwater Rd | Grand Oaks Apartments | 6.0717 | PVC | 8 |  | 75 | 160 | 971.4671 | 97.1467 | 160.2921 | 1228.9059 | 55 |  | Potable | 1 | 1 | 1 | 1 | 2011-11-08 15:14 | BAXTER\todd.deboer | 188 | FIT-1943 | FIT-701 | 1GC16-1GC29 | {63357BCA-143C-4D71-9636-030B9D1F2EDD}
2413 | wMAIN-3907 | GC | 2004 GRAND OAKS DRIVE IMPROVEMENTS | 2004 | Grand Oaks Dr | Clearwater Rd | Firewood Dr | 3.8953 | PVC | 8 |  | 75 | 160 | 623.2545 | 62.3254 | 102.837 | 788.4169 | 55 |  | Potable | 1 | 1 | 1 | 1 | 2013-09-04 14:24 | BAXTER\todd.deboer | 188 | wFIT-820 |  | 1GC23-1GC24 | {48273F64-D69E-49FF-9549-299B802403EF}
2414 | wMAIN-3909 | GC | 2004 GRAND OAKS DRIVE IMPROVEMENTS | 2004 | Grand Oaks Dr | Clearwater Rd | Grand Oaks Apartments | 52.5025 | PVC | 8 |  | 75 | 160 | 8400.4023 | 840.0402 | 1386.0664 | 10626.5089 | 55 |  | Potable | 1 | 1 | 1 | 1 | 2011-11-08 15:18 | BAXTER\todd.deboer | 188 | FIT-819 | FIT-820 | 1GC22-1GC23 | {334A3518-F093-4105-9B5A-5F1A2C1295C1}
2415 | wMAIN-3911 | GD | 1979 WATER IMPROVEMENTS | 1979 | Grand Oaks Dr | Grand Oaks Townhomes | Excelsior Rd | 1.8803 | PVC | 8 |  | 75 | 160 | 300.8404 | 30.084 | 49.6387 | 380.5631 | 30 |  | Potable | 1 | 1 | 1 | 1 | 2011-11-08 15:18 | BAXTER\todd.deboer | 101 | FIT-1244 | V-1501 | 1GD01-1GD02 | {B8042AA0-2EB2-4B0A-8E56-435344726951}
2416 | wMAIN-3912 | GB | JMS BAXTER ESTATES - PHASE 1 | 2002 | Green Briar Dr | Grand Oaks Dr | Clearwater Rd | 49.9997 | PVC | 8 |  | 75 | 160 | 7999.9573 | 799.9957 | 1319.993 | 10119.946 | 53 |  | Potable | 1 | 1 | 1 | 1 | 2011-11-08 15:18 | BAXTER\todd.deboer | 209 | FIT-1929 | V-1561 | 1GB03-1GB02 | {E45E1BA9-F63B-4A66-B71B-A883EDE671AD}
2417 | wMAIN-3915 | FB | 2003 CLEARWATER ROAD COMMERCIAL UTILITY IMPROVEMENTS | 2003 | Clearwater Rd | Edgewood Dr | Forest Dr | 53.2708 | PVC | 8 |  | 75 | 160 | 8523.3215 | 852.3321 | 1406.348 | 10782.0017 | 54 |  | Potable | 1 | 1 | 1 | 1 | 2011-11-08 15:18 | BAXTER\todd.deboer | 151 | V-1549 | FIT-807 | 1FB36-1FB37 | {FBD954E5-767C-4183-B93F-28B1AC673B1D}
2418 | wMAIN-3916 | FB | 2003 CLEARWATER ROAD COMMERCIAL UTILITY IMPROVEMENTS | 2003 | Clearwater Rd | Edgewood Dr | Forest Dr | 3.7773 | PVC | 8 |  | 75 | 160 | 604.3616 | 60.4362 | 99.7197 | 764.5174 | 54 |  | Potable | 1 | 1 | 1 | 1 | 2011-11-08 15:18 | BAXTER\todd.deboer | 151 | FIT-808 | V-1549 | 1FB35-1FB36 | {D7AA0076-B007-4C79-BF99-E5FD3CD5787D}
2419 | wMAIN-3917 | EC | 2003 CLEARWATER ROAD COMMERCIAL UTILITY IMPROVEMENTS | 2003 | Clearwater Rd | Edgewood Dr | Forest Dr | 4.4992 | PVC | 8 |  | 75 | 160 | 719.8779 | 71.9878 | 118.7798 | 910.6455 | 54 |  | Potable | 1 | 1 | 1 | 1 | 2017-06-27 14:39 | BAXTER\todd.deboer | 151 | wFIT-1942 | wVLV-1546 | 1EC46-1EC45 | {BE2E6197-22A8-45DA-994D-6D87F18D1CC0}
2420 | wMAIN-3920 | FB | JMS BAXTER ESTATES - PHASE 1 | 2002 | Clearwater Rd | Clearwater Estates Apt Homes | Forest Dr | 46.0594 | PVC | 8 |  | 75 | 160 | 7369.5109 | 736.9511 | 1215.9693 | 9322.4313 | 53 |  | Potable | 1 | 1 | 1 | 1 | 2011-11-08 15:18 | BAXTER\todd.deboer | 209 | V-1657 |  | 1FB19-W.S. STUB | {06AECE74-C92E-4CE5-B3A8-242472E717B5}
2421 | wMAIN-3921 | FB | JMS BAXTER ESTATES - PHASE 1 | 2002 | Clearwater Rd | Clearwater Estates Apt Homes | Forest Dr | 39.482 | PVC | 8 |  | 75 | 160 | 6317.1155 | 631.7115 | 1042.3241 | 7991.1511 | 53 |  | Potable | 1 | 1 | 1 | 1 | 2011-11-08 15:18 | BAXTER\todd.deboer |  | V-1658 | FIT-2000 | 1FB17- | {F3A9756A-356E-4AC1-8A7F-4990F448B868}
2422 | wMAIN-3922 | FB | JMS BAXTER ESTATES - PHASE 1 | 2002 | Clearwater Rd | Clearwater Estates Apt Homes | Forest Dr | 1.4524 | PVC | 8 |  | 75 | 160 | 232.3885 | 23.2389 | 38.3441 | 293.9715 | 53 |  | Potable | 1 | 1 | 1 | 1 | 2011-11-08 15:18 | BAXTER\todd.deboer | 209 | FIT-715 | V-1658 | 1FB16-1FB17 | {D3C8037F-2894-4462-A6CE-6F3F97B7F479}
2423 | wMAIN-3925 | FB | JMS BAXTER ESTATES - PHASE 1 | 2002 | Forest Dr | Clearwater Rd | None | 28.5283 | PVC | 8 |  | 75 | 160 | 4564.5326 | 456.4533 | 753.1479 | 5774.1337 | 53 |  | Potable | 1 | 1 | 1 | 1 | 2011-11-08 15:18 | BAXTER\todd.deboer | 209 | FIT-806 | V-1554 | 1FB05-1FB08 | {6CCB4484-0DBF-4F21-8049-D969C92DEA82}
2424 | wMAIN-3926 | FB | JMS BAXTER ESTATES - PHASE 1 | 2002 | Forest Dr | Clearwater Rd | None | 2.6133 | PVC | 8 |  | 75 | 160 | 418.134 | 41.8134 | 68.9921 | 528.9395 | 53 |  | Potable | 1 | 1 | 1 | 1 | 2011-11-08 15:18 | BAXTER\todd.deboer | 209 | V-1554 | FIT-804 | 1FB08-1FB09 | {440D7054-71B5-49D6-80FD-D67FFEA74F99}
2425 | wMAIN-3927 | FB | 2003 CLEARWATER ROAD COMMERCIAL UTILITY IMPROVEMENTS | 2003 | Clearwater Rd | Edgewood Dr | Forest Dr | 102.5894 | PVC | 10 |  | 75 | 180 | 18466.089 | 1846.6089 | 3046.9047 | 23359.6026 | 54 |  | Potable | 1 | 1 | 1 | 1 | 2011-11-08 15:18 | BAXTER\todd.deboer | 151 |  | FIT-1818 | 1FB35-1FB11 | {DAD2ECA2-CE80-450C-8E9E-56B9E6659149}
2426 | wMAIN-3928 | FB | JMS BAXTER ESTATES - PHASE 1 | 2002 | Clearwater Rd | Edgewood Dr | Forest Dr | 41.0924 | PVC | 10 |  | 75 | 180 | 7396.6246 | 739.6625 | 1220.4431 | 9356.7301 | 53 |  | Potable | 1 | 1 | 1 | 1 | 2011-11-08 15:18 | BAXTER\todd.deboer | 209 | FIT-1818 | V-1555 | 1FB11-1FB10 | {E4803F8A-7740-4C42-A4D1-59F65C57272B}
2427 | wMAIN-3929 | FB | JMS BAXTER ESTATES - PHASE 1 | 2002 | Clearwater Rd | Edgewood Dr | Forest Dr | 2.7844 | PVC | 10 |  | 75 | 180 | 501.1915 | 50.1192 | 82.6966 | 634.0073 | 53 |  | Potable | 1 | 1 | 1 | 1 | 2011-11-08 15:18 | BAXTER\todd.deboer | 209 | V-1555 | FIT-804 | 1FB10-1FB09 | {3ECF71AB-68F2-4AE3-9D7A-477BD376B2BB}
2428 | wMAIN-3936 | EB | EXCELSIOR ROAD EXTENSION, JACKSON STREET AND FRONTAGE ROAD IMPROVEMENTS | 1993 | Clearwater Rd | Edgewood Dr | Forest Dr | 47.5562 | PVC | 10 |  | 75 | 180 | 8560.1125 | 856.0113 | 1412.4186 | 10828.5424 | 44 |  | Potable | 1 | 1 | 1 | 1 | 2011-11-08 15:18 | BAXTER\todd.deboer | 176 | FIT-1500 | V-1540 | 1EB03-1EB06 | {F49FF104-1EC2-4CF9-8275-65C24B81C604}
2429 | wMAIN-3937 | EB | EXCELSIOR ROAD EXTENSION, JACKSON STREET AND FRONTAGE ROAD IMPROVEMENTS | 1993 | Clearwater Rd | Edgewood Dr | Forest Dr | 78.5797 | PVC | 10 |  | 75 | 180 | 14144.3436 | 1414.4344 | 2333.8167 | 17892.5947 | 44 |  | Potable | 1 | 1 | 1 | 1 | 2011-11-08 15:18 | BAXTER\todd.deboer | 176 | V-450 | FIT-1500 | 1EB02-1EB03 | {3C04F64C-C475-4A4F-84AB-BEA4821D5011}
2430 | wMAIN-3940 | LH | THE VIEW AT RUSH LAKE SITE IMPROVEMENTS | 2004 | Rush Lake Ct | Foley Rd | Preserve Cir | 57.6824 | PVC | 6 |  | 75 | 140 | 8075.5304 | 807.553 | 1332.4625 | 10215.5459 | 55 |  | Potable | 1 | 1 | 1 | 1 | 2011-11-08 15:18 | BAXTER\todd.deboer | 275 | FIT-718 | V-132 | 1LH14-1LH17 | {B834E9CE-26E4-4BB5-B9BD-56E53DC45A7D}
2431 | wMAIN-3941 | LH | THE VIEW AT RUSH LAKE SITE IMPROVEMENTS | 2004 | Rush Lake Ct | Foley Rd | Preserve Cir | 226.4266 | PVC | 6 |  | 75 | 140 | 31699.7193 | 3169.9719 | 5230.4537 | 40100.145 | 55 |  | Potable | 1 | 1 | 1 | 1 | 2011-11-08 15:18 | BAXTER\todd.deboer | 275 | V-1668 | FIT-718 | 1LH13-1LH14 | {66F10A27-6DA8-4465-9831-EB0F6449837F}
2432 | wMAIN-3944 | LH | THE VIEW AT RUSH LAKE SITE IMPROVEMENTS | 2004 | Foley Rd | Highland Senic Rd | Rush Lake Ct | 5.0181 | PVC | 6 |  | 75 | 140 | 702.5286 | 70.2529 | 115.9172 | 888.6986 | 55 |  | Potable | 1 | 1 | 1 | 1 | 2011-11-08 15:18 | BAXTER\todd.deboer | 275 | FIT-1819 | V-1667 | 1LH08-1LH09 | {3CFD6D8F-8ED0-4B64-8A80-5AEFF40B21AB}
2433 | wMAIN-3945 | FI | 1999 ISLE AND GLORY ROAD IMPROVEMENTS | 1999 | Isle Dr | Wal-mart | McDermott Orthodontics | 13.2927 | PVC | 6 |  | 75 | 140 | 1860.9756 | 186.0976 | 307.061 | 2354.1341 | 50 |  | Potable | 1 | 1 | 1 | 1 | 2011-11-08 15:18 | BAXTER\todd.deboer | 181 | FIT-1048 | FIT-1815 | 1FI02-1FI01 | {B7BCB7CC-4941-4420-AA9B-84600F8019EF}
2434 | wMAIN-3947 | GC | EXCELSIOR PLACE - PHASE II | 2004 | Firewood Dr | White Oak Estates | Excelsior Rd | 49.0704 | PVC | 8 |  | 75 | 160 | 7851.2643 | 785.1264 | 1295.4586 | 9931.8494 | 55 |  | Potable | 1 | 1 | 1 | 1 | 2011-11-08 15:18 | BAXTER\todd.deboer | 171 | FIT-829 | V-1526 | 1FC30-1GC08 | {FB9B5AC9-A8AD-4C65-970F-7A2C7AA563C6}
2435 | wMAIN-3954 | FC | EXCELSIOR PLACE - PHASE II | 2004 | Firewood Dr | White Oak Estates | Excelsior Rd | 20.815 | PVC | 8 |  | 75 | 160 | 3330.4002 | 333.04 | 549.516 | 4212.9562 | 55 |  | Potable | 1 | 1 | 1 | 1 | 2011-11-08 15:18 | BAXTER\todd.deboer | 171 | V-1527 | FIT-506 | 1FC28-1FC29 | {34EF38D0-1072-4DB2-88B0-918CDDC681BF}
2436 | wMAIN-3955 | FC | EXCELSIOR PLACE - PHASE 2 | 2004 | Firewood Dr | White Oak Estates | Excelsior Rd | 3.5374 | PVC | 8 |  | 75 | 160 | 565.985 | 56.5985 | 93.3875 | 715.971 | 55 |  | Potable | 1 | 1 | 1 | 1 | 2011-11-08 15:18 | BAXTER\todd.deboer | 171 | FIT-828 | V-1527 | 1FC27-1FC28 | {DE248858-1D61-4F1C-ADFE-4A8C5881F52B}
2437 | wMAIN-3956 | FB | JMS BAXTER ESTATES - PHASE 1 | 2002 | Clearwater Estates Apt Homes | None | None | 153.227 | PVC | 8 |  | 75 | 160 | 24516.3202 | 2451.632 | 4045.1928 | 31013.145 | 53 |  | Potable | 1 | 1 | 1 | 1 | 2011-11-08 15:18 | BAXTER\todd.deboer | 209 | FIT-711 | FIT-710 | 1FB28-1FB31 | {8255F483-B8AF-4C85-BAD4-6A922384B789}
2438 | wMAIN-3957 | ID | 2004 GRAND OAKS IMPROVEMENTS | 2004 | Inglewood Dr | Cherrywood Dr | Excelsior Dr | 293.3651 | PVC | 10 |  | 75 | 180 | 52805.7216 | 5280.5722 | 8712.9441 | 66799.2379 | 55 |  | Potable | 1 | 1 | 1 | 1 | 2011-11-08 15:18 | BAXTER\todd.deboer | 188 | FIT-792 | FIT-1298 | 1ID34-1ID07 | {E8C833CB-8478-40BD-BE81-38A5039B0B6F}
2439 | wMAIN-3958 | ID | 1979 WATER IMPROVEMENTS | 1979 | Inglewood Dr | Cherrywood Dr | Excelsior Dr | 212.3535 | PVC | 10 |  | 75 | 180 | 38223.626 | 3822.3626 | 6306.8983 | 48352.8869 | 30 |  | Potable | 1 | 1 | 1 | 1 | 2011-11-08 15:18 | BAXTER\todd.deboer | 101 | FIT-843 | FIT-792 | 1ID30-1ID34 | {8E484ECC-0F3C-433E-AE3D-50AC0224D8ED}
2440 | wMAIN-3959 | ID | 1979 WATER IMPROVEMENTS | 1979 | Inglewood Dr | Cherrywood Dr | Excelsior Dr | 1.9835 | PVC | 10 |  | 75 | 180 | 357.0327 | 35.7033 | 58.9104 | 451.6464 | 30 |  | Potable | 1 | 1 | 1 | 1 | 2011-11-08 15:18 | BAXTER\todd.deboer | 101 | FIT-1298 | FIT-1829 | 1ID07-1ID10 | {16B17E5A-2C58-4C6C-AEA8-7AEA246096A4}
2441 | wMAIN-3960 | ID | 2004 INGLEWOOD DRIVE AND CLEARWATER ROAD IMPROVEMENTS | 2004 | Inglewood Dr | Cherrywood Dr | Excelsior Rd | 2.2978 | PVC | 10 |  | 75 | 180 | 413.5958 | 41.3596 | 68.2433 | 523.1987 | 55 |  | Potable | 1 | 1 | 1 | 1 | 2011-11-08 15:18 | BAXTER\todd.deboer | 150 | FIT-1829 | V-1570 | 1ID10-1ID33 | {16B663A4-4955-4BC9-AAF2-8F815023AA28}
2442 | wMAIN-3961 | ID | 2004 INGLEWOOD DRIVE AND CLEARWATER ROAD IMPROVEMENTS | 2004 | Inglewood Dr | Cherrywood Dr | Excelsior Dr | 447.7911 | PVC | 10 |  | 75 | 180 | 80602.4058 | 8060.2406 | 13299.397 | 101962.0434 | 55 |  | Potable | 1 | 1 | 1 | 1 | 2011-11-08 15:18 | BAXTER\todd.deboer | 150 | V-1570 | FIT-791 | 1ID33-1IC04 | {C854107A-3099-438F-AE55-B4FD13A24FB0}
2443 | wMAIN-3962 | JC | 2004 BITTERROOT IMPROVEMENTS | 2004 | Cosmos Rd | Kimberlee Dr | Barberry Ct | 18.5727 | PVC | 8 |  | 75 | 160 | 2971.6333 | 297.1633 | 490.3195 | 3759.1161 | 55 |  | Potable | 1 | 1 | 1 | 1 | 2011-11-08 15:18 | BAXTER\todd.deboer | 133 | FIT-765 | FIT-163 | 1JC39-1JC42 | {E300056C-A3EB-4EB9-AF9B-86019B59C467}
2444 | wMAIN-3966 | JC | 2004 BITTERROOT IMPROVEMENTS | 2004 | Cosmos Rd | Clearwater Rd | Cosmos Rd | 360.8898 | PVC | 8 |  | 75 | 160 | 57742.376 | 5774.2376 | 9527.492 | 73044.1056 | 55 |  | Potable | 1 | 1 | 1 | 1 | 2011-11-08 15:18 | BAXTER\todd.deboer | 133 | FIT-1828 | V-1592 | 1JC08-1JC17 | {E9F43952-4176-4D12-BF85-E0D8359C9CA7}
2445 | wMAIN-3967 | JC | 2004 INGLEWOOD DRIVE AND CLEARWATER ROAD IMPROVEMENTS | 2004 | Rockrose Dr | Rockrose Dr | Clearwater Ct | 50.4294 | PVC | 12 |  | 75 | 200 | 10085.882 | 1008.5882 | 1664.1705 | 12758.6407 | 55 |  | Potable | 1 | 1 | 1 | 1 | 2011-11-08 15:18 | BAXTER\todd.deboer | 150 | FIT-771 | V-1589 | 1JC01-1JC04 | {D0311D3F-CE8D-4BA6-A98E-65A90487CD9C}
2446 | wMAIN-3970 | HA | 2004 INGLEWOOD DRIVE AND CLEARWATER ROAD IMPROVEMENTS | 2004 | Woida Rd | Inglewood Dr | Water Tower | 37.3487 | PVC | 12 |  | 75 | 200 | 7469.7489 | 746.9749 | 1232.5086 | 9449.2324 | 55 |  | Potable | 1 | 1 | 1 | 1 | 2011-11-08 15:18 | BAXTER\todd.deboer | 150 | V-1569 | FIT-774 | 1HA14-1IA16 | {AE966252-6B8C-40F9-A5EF-D06380EB4710}
2447 | wMAIN-3971 | HA | 2004 INGLEWOOD DRIVE AND CLEARWATER ROAD IMPROVEMENTS | 2004 | Woida Rd | Inglewood Dr | Water Tower | 2.2215 | PVC | 12 |  | 75 | 200 | 444.2979 | 44.4298 | 73.3092 | 562.0369 | 55 |  | Potable | 1 | 1 | 1 | 1 | 2011-11-08 15:18 | BAXTER\todd.deboer | 150 | FIT-1830 | V-1569 | 1HA13-1HA14 | {51C49203-1F78-49B2-8062-8CCE486DD392}
2448 | wMAIN-3972 | HA | 1997 WOIDA ROAD WATERMAIN IMPROVEMENTS | 1998 | Woida Rd | Inglwood Dr | Water Tower | 4.1959 | PVC | 12 |  | 75 | 200 | 839.1899 | 83.919 | 138.4663 | 1061.5752 | 49 |  | Potable | 1 | 1 | 1 | 1 | 2016-06-08 15:01 | BAXTER\todd.deboer | 305 | wFIT-1470 | wFIT-1830 | 1HA10-1HA13 | {F55AD89C-8F84-4357-8E71-FBB932D73AEF}
2449 | wMAIN-3974 | GB | JMS BAXTER ESTATES - PHASE 1 | 2002 | Clearwater Estates Apt Homes | None | None | 38.397 | PVC | 8 |  | 75 | 160 | 6143.516 | 614.3516 | 1013.6801 | 7771.5477 | 53 |  | Potable | 1 | 1 | 1 | 1 | 2011-11-08 15:18 | BAXTER\todd.deboer | 209 | V-1662 |  | 1GB10-BLDG. | {E1F03BC0-367E-460C-8068-876CA0935492}
2450 | wMAIN-3975 | GB | JMS BAXTER ESTATES - PHASE 1 | 2002 | Clearwater Estates Apt Homes | None | None | 36.3451 | PVC | 8 |  | 75 | 160 | 5815.2095 | 581.521 | 959.5096 | 7356.2401 | 53 |  | Potable | 1 | 1 | 1 | 1 | 2011-11-08 15:18 | BAXTER\todd.deboer | 209 | V-1661 |  | 1GB09-BLDG. | {20802676-AA56-4989-B540-23F62FE51215}
2451 | wMAIN-3976 | GB | JMS BAXTER ESTATES - PHASE 1 | 2002 | Clearwater Estates Apt Homes | None | None | 3.051 | PVC | 8 |  | 75 | 160 | 488.1607 | 48.8161 | 80.5465 | 617.5233 | 53 |  | Potable | 1 | 1 | 1 | 1 | 2011-11-08 15:18 | BAXTER\todd.deboer | 209 | FIT-712 | V-1661 | 1GB08-1GB09 | {F5BEC9BB-72CF-4F84-AEF0-3A819C1E259B}
2452 | wMAIN-3977 | FB | JMS BAXTER ESTATES - PHASE 1 | 2002 | Clearwater Estates Apt Homes | None | None | 38.3969 | PVC | 8 |  | 75 | 160 | 6143.5 | 614.35 | 1013.6775 | 7771.5275 | 53 |  | Potable | 1 | 1 | 1 | 1 | 2011-11-08 15:18 | BAXTER\todd.deboer | 209 | V-1660 |  | 1FB34-BLDG. | {02702B7E-E1C5-459F-AE56-2A2E7D3F1EAF}
2453 | wMAIN-3978 | FB | JMS BAXTER ESTATES - PHASE 1 | 2002 | Clearwater Estates Apt Homes | None | None | 37.6338 | PVC | 8 |  | 75 | 160 | 6021.4097 | 602.141 | 993.5326 | 7617.0833 | 53 |  | Potable | 1 | 1 | 1 | 1 | 2011-11-08 15:18 | BAXTER\todd.deboer | 209 | V-1659 |  | 1FB33-BLDG. | {42A85EE4-5D8E-43C5-8D0B-D277F8466EB4}
2454 | wMAIN-3979 | FB | JMS BAXTER ESTATES - PHASE 1 | 2002 | Clearwater Estates Apt Homes | None | None | 2.7931 | PVC | 8 |  | 75 | 160 | 446.8887 | 44.6889 | 73.7366 | 565.3142 | 53 |  | Potable | 1 | 1 | 1 | 1 | 2011-11-08 15:18 | BAXTER\todd.deboer | 209 | FIT-713 | V-1659 | 1FB32-1FB33 | {5C1F1FB3-7F40-4EFB-B9D2-1A5B9AA2F51F}
2455 | wMAIN-3980 | FB | JMS BAXTER ESTATES - PHASE 1 | 2002 | Clearwater Estates Apt Homes | None | None | 94.6079 | PVC | 8 |  | 75 | 160 | 15137.2624 | 1513.7262 | 2497.6483 | 19148.637 | 53 |  | Potable | 1 | 1 | 1 | 1 | 2011-11-08 15:18 | BAXTER\todd.deboer | 209 | FIT-710 | FIT-713 | 1FB31-1FB32 | {F8E8626C-7D74-4FC2-B51E-7C703677AF2E}
2456 | wMAIN-3983 | IA | 2004 INGLEWOOD DRIVE AND CLEARWATER ROAD IMPROVEMENTS | 2004 | Inglewood Dr | Atwater Rd | Meadow Ct | 42.0961 | PVC | 8 |  | 75 | 160 | 6735.3706 | 673.5371 | 1111.3361 | 8520.2438 | 55 |  | Potable | 1 | 1 | 1 | 1 | 2011-11-08 15:18 | BAXTER\todd.deboer | 150 |  | FIT-489 | 1IA02-1IA03 | {90B8595B-E701-4772-9C92-2820C904BC46}
2457 | wMAIN-3984 | IB | 2004 INGLEWOOD DRIVE AND CLEARWATER ROAD IMPROVEMENTS | 2004 | Atwater Rd | Jewelwood Dr | Inglewood Dr | 14.9389 | PVC | 8 |  | 75 | 160 | 2390.2271 | 239.0227 | 394.3875 | 3023.6373 | 55 |  | Potable | 1 | 1 | 1 | 1 | 2011-11-08 15:18 | BAXTER\todd.deboer | 150 |  |  | 1IB06-1IB07 | {A2A17E62-96F9-4281-8772-4EB81D1490F8}
2458 | wMAIN-3988 | FB | JMS BAXTER ESTATES - PHASE 1 | 2002 | Clearwater Rd | Clearwater Estates Apt Homes | None | 13.0469 | PVC | 8 |  | 75 | 160 | 2087.5063 | 208.7506 | 344.4385 | 2640.6954 | 53 |  | Potable | 1 | 1 | 1 | 1 | 2011-11-08 15:18 | BAXTER\todd.deboer | 209 | FIT-801 | V-1560 | 1FB23-1FB24 | {13BD73FC-0BB6-41F7-9391-CEB960F21295}
2459 | wMAIN-3989 | FB | JMS BAXTER ESTATES - PHASE 1 | 2002 | Clearwater Rd | Clearwater Estates Apt Homes | None | 333.4583 | PVC | 8 |  | 75 | 160 | 53353.3259 | 5335.3326 | 8803.2988 | 67491.9573 | 53 |  | Potable | 1 | 1 | 1 | 1 | 2011-11-08 15:18 | BAXTER\todd.deboer | 209 | V-1560 | FIT-711 | 1FB24-1FB28 | {51058812-F9E7-4B2C-9096-EBF313616970}
2460 | wMAIN-3990 | FB | JMS BAXTER ESTATES - PHASE 1 | 2002 | Clearwater Rd | Clearwater Estates Apt Homes | Forest Dr | 39.6534 | PVC | 10 |  | 75 | 180 | 7137.6098 | 713.761 | 1177.7056 | 9029.0765 | 53 |  | Potable | 1 | 1 | 1 | 1 | 2011-11-08 15:18 | BAXTER\todd.deboer | 209 | FIT-715 | FIT-714 | 1FB16-1FB18 | {847E49F7-D8B8-4D68-8B05-EE18CCD7BECB}
2461 | wMAIN-3991 | FB | JMS BAXTER ESTATES - PHASE 1 | 2002 | Clearwater Rd | Clearwater Estates Apt Homes | Forest Dr | 149.6692 | PVC | 10 |  | 75 | 180 | 26940.4641 | 2694.0464 | 4445.1766 | 34079.687 | 53 |  | Potable | 1 | 1 | 1 | 1 | 2011-11-08 15:18 | BAXTER\todd.deboer | 209 | V-1557 | FIT-715 | 1FB15-1FB16 | {B43897F4-FE39-4E9C-BA8E-2D6BABD69992}
2462 | wMAIN-3992 | GB | 2004 INGLEWOOD DRIVE AND CLEARWATER ROAD IMPROVEMENTS | 2004 | Clearwater Rd | Grand Oaks Dr | Clearwater Apartments | 4.1857 | PVC | 10 |  | 75 | 180 | 753.4207 | 75.3421 | 124.3144 | 953.0772 | 55 |  | Potable | 1 | 1 | 1 | 1 | 2011-11-08 15:18 | BAXTER\todd.deboer | 150 | V-1536 | FIT-1941 | 1GB16-1GB17 | {C771A21B-6DCD-4D72-A633-3818C3554240}
2463 | wMAIN-3993 | GB | 2004 INGLEWOOD DRIVE AND CLEARWATER ROAD IMPROVEMENTS | 2004 | Grand Oaks Dr | Clearwater Rd | Grand Oaks Apartments | 2.4798 | PVC | 10 |  | 75 | 180 | 446.3697 | 44.637 | 73.651 | 564.6577 | 55 |  | Potable | 1 | 1 | 1 | 1 | 2011-11-08 15:18 | BAXTER\todd.deboer | 150 | FIT-371 | FIT-1941 | 1GB21-1GB17 | {646F9A50-5D5E-4DBE-990A-367B65AF59F4}
2464 | wMAIN-3994 | GB | 2004 INGLEWOOD DRIVE AND CLEARWATER ROAD IMPROVEMENTS | 2004 | Grand Oaks Dr | Baxter Estates | Clearwater Rd | 54.9782 | PVC | 8 |  | 75 | 160 | 8796.5052 | 879.6505 | 1451.4234 | 11127.5791 | 55 |  | Potable | 1 | 1 | 1 | 1 | 2011-11-08 15:18 | BAXTER\todd.deboer | 150 | V-1535 | FIT-1928 | 1GB19-1GB20 | {29C9C5AE-D558-4701-BEE2-4C0735A8C9E7}
2465 | wMAIN-3995 | GB | 2004 INGLEWOOD DRIVE AND CLEARWATER ROAD IMPROVEMENTS | 2004 | Grand Oaks Dr | Baxter Estates | Clearwater Rd | 1.5228 | PVC | 10 |  | 75 | 180 | 274.1066 | 27.4107 | 45.2276 | 346.7448 | 55 |  | Potable | 1 | 1 | 1 | 1 | 2011-11-08 15:18 | BAXTER\todd.deboer | 150 | FIT-1941 |  | 1GB17-1GB18 | {BCE993E0-2875-4EEB-8167-10B1362D5DC8}
2466 | wMAIN-4004 | IC | 2004 INGLEWOOD DRIVE AND CLEARWATER ROAD IMPROVEMENTS | 2004 | Clearwater Rd | Inglewood Dr |  | 549.4414 | PVC | 12 |  | 75 | 200 | 109888.2758 | 10988.8276 | 18131.5655 | 139008.6689 | 55 |  | Potable | 1 | 1 | 1 | 1 | 2011-11-08 15:18 | BAXTER\todd.deboer | 150 | V-1576 | FIT-773 | 1IC22-1IC24 | {937E0E53-A674-4692-A383-F5B709030910}
2467 | wMAIN-4005 | IC | 2004 INGLEWOOD DRIVE AND CLEARWATER ROAD IMPROVEMENTS | 2004 | Clearwater Rd | Inglewood Dr | None | 2.9427 | PVC | 12 |  | 75 | 200 | 588.5426 | 58.8543 | 97.1095 | 744.5064 | 55 |  | Potable | 1 | 1 | 1 | 1 | 2011-11-08 15:18 | BAXTER\todd.deboer | 150 | FIT-1940 | V-1576 | 1IC19-1IC22 | {29EB8E90-20F1-4061-97F3-07253CC7787D}
2468 | wMAIN-4006 | IC | 2004 INGLEWOOD DRIVE AND CLEARWATER ROAD IMPROVEMENTS | 2004 | Inglewood Ct | Clearwater Rd | Inglewood Ct | 614.6486 | PVC | 10 |  | 75 | 180 | 110636.7556 | 11063.6756 | 18255.0647 | 139955.4959 | 55 |  | Potable | 1 | 1 | 1 | 1 | 2016-12-05 09:39 | BAXTER\todd.deboer | 150 | wFIT-787 | wVLV-1575 | 1IC15-1IC17 | {E9F7AB4B-3039-443E-A060-6BA8343E1947}
2469 | wMAIN-4007 | IC | 2004 INGLEWOOD DRIVE AND CLEARWATER ROAD IMPROVEMENTS | 2004 | Clearwater Rd | Clearwater Rd | Atwater Rd | 1.5 | PVC | 10 |  | 75 | 180 | 270.0082 | 27.0008 | 44.5514 | 341.5604 | 55 |  | Potable | 1 | 1 | 1 | 1 | 2011-11-08 15:18 | BAXTER\todd.deboer | 150 | V-1575 |  | 1IC17-1IC18 | {24B63118-024D-478F-BA9C-93009B98B840}
2470 | wMAIN-4008 | IB | 2004 INGLEWOOD DRIVE AND CLEARWATER ROAD IMPROVEMENTS | 2004 | Clearwater Rd | Clearwater Rd | Atwater Rd | 312.8472 | PVC | 12 |  | 75 | 200 | 62569.4393 | 6256.9439 | 10323.9575 | 79150.3407 | 55 |  | Potable | 1 | 1 | 1 | 1 | 2011-11-08 15:18 | BAXTER\todd.deboer | 150 | V-1574 | FIT-786 | 1IC23-1IB01 | {70EEFCC3-AC19-425D-B774-00C2AC6A2DE4}
2471 | wMAIN-4009 | IC | 2004 INGLEWOOD DRIVE AND CLEARWATER ROAD IMPROVEMENTS | 2004 | Clearwater Rd | Clearwater Rd | Atwater Rd | 2.7768 | PVC | 12 |  | 75 | 200 | 555.3602 | 55.536 | 91.6344 | 702.5307 | 55 |  | Potable | 1 | 1 | 1 | 1 | 2011-11-08 15:18 | BAXTER\todd.deboer | 150 | FIT-1940 | V-1574 | 1IC19-1IC23 | {82B38855-B810-4A5C-AE69-B1E90A334FF5}
2472 | wMAIN-4010 | HC | 2004 INGLEWOOD DRIVE AND CLEARWATER ROAD IMPROVEMENTS | 2004 | Clearwater Rd | Inglewood Dr | Grand Oaks Dr | 48.8286 | PVC | 10 |  | 75 | 180 | 8789.1488 | 878.9149 | 1450.2095 | 11118.2732 | 55 |  | Potable | 1 | 1 | 1 | 1 | 2011-11-08 15:18 | BAXTER\todd.deboer | 150 | FIT-793 | V-1573 | 1HC01-1IC21 | {8464B37D-BED5-47A7-9355-DCB90675993F}
2473 | wMAIN-4011 | IC | 2004 INGLEWOOD DRIVE AND CLEARWATER ROAD IMPROVEMENTS | 2004 | Clearwater Rd | Inglewood Dr | Grand Oaks Dr | 1.8055 | PVC | 10 |  | 75 | 180 | 324.9932 | 32.4993 | 53.6239 | 411.1164 | 55 |  | Potable | 1 | 1 | 1 | 1 | 2011-11-08 15:18 | BAXTER\todd.deboer | 150 | V-1573 | FIT-375 | 1IC21-1IC20 | {E684D51A-8929-4538-BC3D-6916CC657AD8}
2474 | wMAIN-4012 | JC | 2004 INGLEWOOD DRIVE AND CLEARWATER ROAD IMPROVEMENTS | 2004 | Clearwater Rd | Kimberlee Dr | Rockrose Dr | 520.5815 | PVC | 12 |  | 75 | 200 | 104116.291 | 10411.6291 | 17179.188 | 131707.1081 | 55 |  | Potable | 1 | 1 | 1 | 1 | 2011-11-08 15:18 | BAXTER\todd.deboer | 150 | V-1591 | FIT-762 | 1JC09-1JC10 | {4BE74391-BA08-4916-B827-3CBD5F9A42E3}
2475 | wMAIN-4013 | JC | 2004 INGLEWOOD DRIVE AND CLEARWATER ROAD IMPROVEMENTS | 2004 | Rockrose Dr | Clearwater Rd | Cosmos Rd | 3.179 | PVC | 12 |  | 75 | 200 | 635.79 | 63.579 | 104.9054 | 804.2744 | 55 |  | Potable | 1 | 1 | 1 | 1 | 2011-11-08 15:18 | BAXTER\todd.deboer | 150 |  | V-1591 | 1JC09-1JC05 | {E8B8AE09-0A07-4941-896B-3084F4CD790A}
2476 | wMAIN-4014 | JC | 2004 INGLEWOOD DRIVE AND CLEARWATER ROAD IMPROVEMENTS | 2004 | Rockrose Dr | Clearwater Rd | Cosmos Rd | 28.7749 | PVC | 8 |  | 75 | 160 | 4603.9896 | 460.399 | 759.6583 | 5824.0468 | 55 |  | Potable | 1 | 1 | 1 | 1 | 2011-11-08 15:18 | BAXTER\todd.deboer | 150 | V-1590 | FIT-1828 | 1JC07-1JC08 | {9394C6CE-A43E-417C-A613-72ABBC3A55E0}
2477 | wMAIN-4015 | JC | 2004 INGLEWOOD DRIVE AND CLEARWATER ROAD IMPROVEMENTS | 2004 | Rockrose Dr | Clearwater Rd |  | 3.0185 | PVC | 8 |  | 75 | 160 | 482.9655 | 48.2966 | 79.6893 | 610.9514 | 55 |  | Potable | 1 | 1 | 1 | 1 | 2011-11-08 15:18 | BAXTER\todd.deboer | 150 |  | V-1590 | 1JC05-1JC07 | {5A0ABDE2-A120-402F-8EE3-8FE61EEE6D7F}
2478 | wMAIN-4016 | JC | 2004 INGLEWOOD DRIVE AND CLEARWATER ROAD IMPROVEMENTS | 2004 | Rockrose Dr | Rockrose Dr | Clearwater Ct | 2.3876 | PVC | 12 |  | 75 | 200 | 477.514 | 47.7514 | 78.7898 | 604.0552 | 55 |  | Potable | 1 | 1 | 1 | 1 | 2011-11-08 15:18 | BAXTER\todd.deboer | 150 | V-1589 |  | 1JC04-1JC05 | {B4A689D6-6803-481D-9DEA-BC9799D81C59}
2479 | wMAIN-4017 | JB | 2004 INGLEWOOD DRIVE AND CLEARWATER ROAD IMPROVEMENTS | 2004 | Rockrose Dr | Clearwater Rd | None | 80.0001 | PVC | 8 |  | 75 | 160 | 12800.016 | 1280.0016 | 2112.0026 | 16192.0202 | 55 | STUB NORTH | Potable | 1 | 1 | 1 | 1 | 2011-11-08 15:18 | BAXTER\todd.deboer | 150 | V-1588 | FIT-492 | 1JC06-1JB01 | {7A0A3099-68AF-4DDA-BC35-D48B83FD5B85}
2480 | wMAIN-4018 | JC | 2004 INGLEWOOD DRIVE AND CLEARWATER ROAD IMPROVEMENTS | 2004 | Rockrose Dr | Clearwater Rd | None | 2.9757 | PVC | 8 |  | 75 | 160 | 476.1117 | 47.6112 | 78.5584 | 602.2813 | 55 |  | Potable | 1 | 1 | 1 | 1 | 2011-11-08 15:18 | BAXTER\todd.deboer | 150 |  | V-1588 | 1JC05-1JC06 | {8A7D63C9-7868-483A-B4E7-4D045FB69715}
2481 | wMAIN-4019 | EC | LIGHT DEPOT SITE IMPROVEMENTS | 2000 | Light Depot | Spectrum Store | None | 29.1 | PVC | 6 |  | 75 | 140 | 4073.9972 | 407.3997 | 672.2095 | 5153.6064 | 51 |  | Potable | 1 | 1 | 1 | 1 | 2011-11-08 15:18 | BAXTER\todd.deboer | 273 | FIT-716 |  | 1EC52-BLDG. | {43BDCDDF-0CB6-4B05-B106-6221401667C7}
2482 | wMAIN-4021 | LH | S.P. NO. 1805-58 (T.H. 210) | 1998 | Foley Rd | Highland Senic Rd | None | 45.2101 | PVC | 6 |  | 75 | 140 | 6329.4101 | 632.941 | 1044.3527 | 8006.7038 | 49 |  | Potable | 1 | 1 | 1 | 1 | 2011-11-08 15:18 | BAXTER\todd.deboer | 268 | FIT-1678 | FIT-1819 | 1LH05-1LH08 | {89D5F731-A165-4E52-BD20-8D971063F636}
2483 | wMAIN-4022 | MG | S.P. NO. 1805-58 (T.H. 210) | 1998 | Highland Senic Rd | State Hwy 210 | Fairview Rd | 7.3682 | PVC | 12 |  | 75 | 200 | 1473.6442 | 147.3644 | 243.1513 | 1864.1599 | 49 |  | Potable | 1 | 1 | 1 | 1 | 2011-11-08 15:18 | BAXTER\todd.deboer | 268 | FIT-1670 | V-1211 | 1MG08-1MG07 | {90894591-7617-45C6-986B-23C14D27FD42}
2484 | wMAIN-4023 | LH | S.P. NO. 1805-58 (T.H. 210) | 1998 | Highland Senic Rd | State Hwy 210 | Foley Rd | 11 | DIP | 12 |  | 75 | 200 | 2199.9978 | 219.9998 | 362.9996 | 2782.9972 | 49 |  | Potable | 1 | 1 | 1 | 1 | 2011-11-08 15:18 | BAXTER\todd.deboer | 268 | FIT-1677 | V-1212 | 1LH02-1LH03 | {9B8E292B-51D9-477B-8377-054155F53EF9}
2485 | wMAIN-4026 | LH | S.P. NO. 1805-58 (T.H. 210) | 1998 | Foley Rd | Highland Senic Rd | None | 22.7084 | PVC | 6 |  | 75 | 140 | 3179.1772 | 317.9177 | 524.5642 | 4021.6592 | 49 |  | Potable | 1 | 1 | 1 | 1 | 2011-11-08 15:18 | BAXTER\todd.deboer | 268 | FIT-396 | FIT-1678 | 1LH04-1LH05 | {9B057444-793D-4F4C-A9A1-B86058D21FA8}
2486 | wMAIN-4027 | LH | S.P. NO. 1805-58 (T.H. 210) | 1998 | Foley Rd | Highland Senic Rd | None | 4.4875 | PVC | 12 |  | 75 | 200 | 897.5076 | 89.7508 | 148.0888 | 1135.3472 | 49 |  | Potable | 1 | 1 | 1 | 1 | 2011-11-08 15:18 | BAXTER\todd.deboer | 268 | FIT-1677 | FIT-396 | 1LH03-1LH04 | {61BD1674-2B81-4023-8487-87C5D3DC1F95}
2487 | wMAIN-4029 | IC | B-DIRT ADDITION TO BAXTER | 2004 | Clearwater Ct | Clearwater Rd | None | 6.3125 | PVC | 8 |  | 75 | 160 | 1009.9974 | 100.9997 | 166.6496 | 1277.6467 | 55 |  | Potable | 1 | 1 | 1 | 1 | 2011-11-08 15:18 | BAXTER\todd.deboer |  | FIT-721 | FIT-460 | 1IC32-1IC33 | {4098A7E8-E034-4814-B245-16185AB1583B}
2488 | wMAIN-4030 | IC | 2004 INGLEWOOD DRIVE AND CLEARWATER ROAD IMPROVEMENTS | 2004 | Clearwater Rd | Clearwater Rd | None | 50.9176 | PVC | 8 |  | 75 | 160 | 8146.8134 | 814.6813 | 1344.2242 | 10305.7189 | 55 |  | Potable | 1 | 1 | 1 | 1 | 2011-11-08 15:18 | BAXTER\todd.deboer | 150 | FIT-720 | FIT-1820 | 1IC27-1IC28 | {79D7A8F8-98E2-4158-B5AB-9FE31B948814}
2489 | wMAIN-4031 | DY | MN 371, FRONTAGE ROADS AND WHISPERING WOODS LANE UTILITY IMPROVEMENTS | 2002 | Whispering Woods Ln | Mertens Dr | Pearl Dr | 380.7886 | PVC | 10 |  | 75 | 180 | 68541.9486 | 6854.1949 | 11309.4215 | 86705.565 | 53 |  | Potable | 1 | 1 | 1 | 1 | 2011-11-08 15:18 | BAXTER\todd.deboer | 164 | FIT-986 | FIT-981 | 1DY03-1DY02 | {07A0453B-B8B6-4B9A-B785-126F5DFF9273}
2490 | wMAIN-4032 | DY | MN 371, FRONTAGE ROADS AND WHISPERING WOODS LANE UTILITY IMPROVEMENTS | 2002 | Whispering Woods Ln | Mertens Dr | Pearl Dr | 91.6698 | PVC | 10 |  | 75 | 180 | 16500.5642 | 1650.0564 | 2722.5931 | 20873.2137 | 53 |  | Potable | 1 | 1 | 1 | 1 | 2011-11-08 15:18 | BAXTER\todd.deboer | 164 | FIT-972 | FIT-986 | 1DY05-1DY03 | {DC27512E-0D9C-4FED-A402-C04E8B43BD68}
2491 | wMAIN-4033 | DY | MN 371, FRONTAGE ROADS AND WHISPERING WOODS LANE UTILITY IMPROVEMENTS | 2002 | Whispering Woods Ln | Pearl Dr | Dellwood Dr | 187.5308 | PVC | 10 |  | 75 | 180 | 33755.5444 | 3375.5544 | 5569.6648 | 42700.7636 | 53 |  | Potable | 1 | 1 | 1 | 1 | 2011-11-08 15:18 | BAXTER\todd.deboer | 164 | FIT-973 | FIT-972 | 1DY08-1DY05 | {692D8449-C2B9-4071-82AF-F12C88AB7C7F}
2492 | wMAIN-4034 | DY | MN 371, FRONTAGE ROADS AND WHISPERING WOODS LANE UTILITY IMPROVEMENTS | 2002 | Whispering Woods Ln | Pearl Dr | Dellwood Dr | 39.3123 | PVC | 10 |  | 75 | 180 | 7076.2141 | 707.6214 | 1167.5753 | 8951.4108 | 53 |  | Potable | 1 | 1 | 1 | 1 | 2011-11-08 15:18 | BAXTER\todd.deboer | 164 | V-1322 | FIT-545 | 1DY09-1DZ27 | {FD3D1CDE-8BED-47AB-AC19-79C31456CF89}
2493 | wMAIN-4035 | DY | MN 371, FRONTAGE ROADS AND WHISPERING WOODS LANE UTILITY IMPROVEMENTS | 2002 | Whispering Woods Ln | Pearl Dr | Dellwood Dr | 4.6876 | PVC | 10 |  | 75 | 180 | 843.768 | 84.3768 | 139.2217 | 1067.3665 | 53 |  | Potable | 1 | 1 | 1 | 1 | 2011-11-08 15:18 | BAXTER\todd.deboer | 164 | FIT-973 | V-1322 | 1DY08-1DY09 | {60C14CEC-C80D-48CC-A6E5-8BA0B9EC77CD}
2494 | wMAIN-4036 | DY | MN 371, FRONTAGE ROADS AND WHISPERING WOODS LANE UTILITY IMPROVEMENTS | 2002 | Whispering Woods Ln | Pearl Dr | Dellwood Dr | 20.705 | PVC | 10 |  | 75 | 180 | 3726.9 | 372.69 | 614.9385 | 4714.5286 | 53 |  | Potable | 1 | 1 | 1 | 1 | 2011-11-08 15:18 | BAXTER\todd.deboer | 164 | FIT-974 | FIT-973 | 1DY10-1DY08 | {65682853-BD94-4A41-B840-43ED146D77DC}
2495 | wMAIN-4037 | DY | MN 371, FRONTAGE ROADS AND WHISPERING WOODS LANE UTILITY IMPROVEMENTS | 2002 | Whispering Woods Ln | Pearl Dr | Dellwood Dr | 4.1673 | PVC | 10 |  | 75 | 180 | 750.114 | 75.0114 | 123.7688 | 948.8942 | 53 |  | Potable | 1 | 1 | 1 | 1 | 2011-11-08 15:18 | BAXTER\todd.deboer | 164 | FIT-1949 | V-1311 | 1DY15-1DY13 | {7811D621-B9B4-462F-A39B-B98F35D6AFEE}
2496 | wMAIN-4038 | DY | MN 371, FRONTAGE ROADS AND WHISPERING WOODS LANE UTILITY IMPROVEMENTS | 2002 | State Hwy 371 | Egdewood Dr | Dellwood Dr | 4.0246 | PVC | 10 |  | 75 | 180 | 724.428 | 72.4428 | 119.5306 | 916.4014 | 53 |  | Potable | 1 | 1 | 1 | 1 | 2011-11-08 15:18 | BAXTER\todd.deboer | 164 | V-1312 | FIT-1949 | 1DY15-1DY16 | {2AE82556-41A0-48AF-AA35-AB3D123D6877}
2497 | wMAIN-4039 | DY | MN 371, FRONTAGE ROADS AND WHISPERING WOODS LANE UTILITY IMPROVEMENTS | 2002 | Dellwood Dr | Novotny Rd | Whispering Woods Ln | 60.5963 | PVC | 10 |  | 75 | 180 | 10907.3389 | 1090.7339 | 1799.7109 | 13797.7837 | 53 |  | Potable | 1 | 1 | 1 | 1 | 2011-11-08 15:18 | BAXTER\todd.deboer | 164 | V-1310 | FIT-547 | 1DY17-1DY18 | {6938C056-7EA7-44E5-9DD5-F65E23930753}
2498 | wMAIN-4040 | DY | MN 371, FRONTAGE ROADS AND WHISPERING WOODS LANE UTILITY IMPROVEMENTS | 2002 | Dellwood Dr | Novotny Rd | Whispering Woods Ln | 3.7392 | PVC | 10 |  | 75 | 180 | 673.0517 | 67.3052 | 111.0535 | 851.4105 | 53 |  | Potable | 1 | 1 | 1 | 1 | 2011-11-08 15:18 | BAXTER\todd.deboer | 164 | FIT-1949 | V-1310 | 1DY15-1DY17 | {A33CE368-546D-453F-A8B1-D1EB86E6E331}
2499 | wMAIN-4041 | DY | MN 371, FRONTAGE ROADS AND WHISPERING WOODS LANE UTILITY IMPROVEMENTS | 2002 | Dellwood Dr | Whispering Woods Ln | Menards | 3.9196 | PVC | 10 |  | 75 | 180 | 705.5355 | 70.5536 | 116.4134 | 892.5024 | 53 |  | Potable | 1 | 1 | 1 | 1 | 2011-11-08 15:18 | BAXTER\todd.deboer | 164 | V-1309 | FIT-1949 | 1DY14-1DY15 | {65040776-CB1F-4CFB-B0EE-DBB4EF3E7DF4}
2500 | wMAIN-4042 | DY | MN 371, FRONTAGE ROADS AND WHISPERING WOODS LANE UTILITY IMPROVEMENTS | 2002 | Dellwood Dr | Whispering Woods Ln | Menards | 64.7546 | PVC | 10 |  | 75 | 180 | 11655.8363 | 1165.5836 | 1923.213 | 14744.6329 | 53 |  | Potable | 1 | 1 | 1 | 1 | 2011-11-08 15:18 | BAXTER\todd.deboer | 164 | FIT-975 | V-1309 | 1DZ24-1DY14 | {B30D3C8F-20F7-4920-B357-40922CA8E109}
2501 | wMAIN-4045 | DZ | MN 371, FRONTAGE ROADS AND WHISPERING WOODS LANE UTILITY IMPROVEMENTS | 2002 | Dellwood Dr | Whispering Woods Ln | Menards | 3.7363 | PVC | 8 |  | 75 | 160 | 597.811 | 59.7811 | 98.6388 | 756.231 | 53 |  | Potable | 1 | 1 | 1 | 1 | 2011-11-08 15:18 | BAXTER\todd.deboer | 164 | FIT-977 |  | 1DZ18-1DZ19 | {93355625-DD2E-4E68-B5FE-36CEA2157770}
2502 | wMAIN-4046 | DZ | MN 371, FRONTAGE ROADS AND WHISPERING WOODS LANE UTILITY IMPROVEMENTS | 2002 | Dellwood Dr | Whispering Woods Ln | Menards | 16.5708 | PVC | 6 |  | 75 | 140 | 2319.9099 | 231.991 | 382.7851 | 2934.686 | 53 |  | Potable | 1 | 1 | 1 | 1 | 2011-11-08 15:18 | BAXTER\todd.deboer | 164 | FIT-978 |  | 1DZ15-1DZ16 | {07C46290-8BF3-477E-8FDC-F53B4D6EC465}
2503 | wMAIN-4047 | DZ | MN 371, FRONTAGE ROADS AND WHISPERING WOODS LANE UTILITY IMPROVEMENTS | 2002 | Dellwood Dr | Whispering Woods Ln | Menards | 27.9516 | PVC | 10 |  | 75 | 180 | 5031.2851 | 503.1285 | 830.162 | 6364.5757 | 53 |  | Potable | 1 | 1 | 1 | 1 | 2011-11-08 15:18 | BAXTER\todd.deboer | 164 | FIT-978 | FIT-980 | 1DZ13-1DZ15 | {01081562-085C-489D-8228-66B4E9C43A7E}
2504 | wMAIN-4048 | EZ | MN 371, FRONTAGE ROADS AND WHISPERING WOODS LANE UTILITY IMPROVEMENTS | 2002 | State Hwy 371 | Edgewood Dr | Dellwood Dr | 3.3335 | PVC | 10 |  | 75 | 180 | 600.0307 | 60.0031 | 99.0051 | 759.0388 | 53 |  | Potable | 1 | 1 | 1 | 1 | 2011-11-08 15:18 | BAXTER\todd.deboer | 164 | FIT-960 | V-1314 | 1EZ29-1EZ30 | {D3F50891-0F4A-400C-8E12-E4DB7E0566AF}
2505 | wMAIN-4049 | EZ | MN 371, FRONTAGE ROADS AND WHISPERING WOODS LANE UTILITY IMPROVEMENTS | 2002 | Edgewood Dr | Edgewood Dr | Slumberland Furniture | 2.5457 | PVC | 10 |  | 75 | 180 | 458.2246 | 45.8225 | 75.6071 | 579.6541 | 53 |  | Potable | 1 | 1 | 1 | 1 | 2011-11-08 15:18 | BAXTER\todd.deboer | 164 | V-1315 | FIT-960 | 1EZ28-1EZ29 | {23335D67-8370-4A63-B66A-05B6F20DE6B3}
2506 | wMAIN-4050 | DZ | MN 371, FRONTAGE ROADS AND WHISPERING WOODS LANE UTILITY IMPROVEMENTS | 2002 | Dellwood Dr | Menards | Woida Rd | 6.5847 | PVC | 8 |  | 75 | 160 | 1053.552 | 105.3552 | 173.8361 | 1332.7433 | 53 |  | Potable | 1 | 1 | 1 | 1 | 2011-11-08 15:18 | BAXTER\todd.deboer | 164 |  | V-1308 | 1DZ10-1DZ11 | {5BCEAB63-6D84-4F6F-845A-A898C6F0A5E9}
2507 | wMAIN-4051 | DZ | MN 371, FRONTAGE ROADS AND WHISPERING WOODS LANE UTILITY IMPROVEMENTS | 2002 | Dellwood Dr | Menards | Woida Rd | 100.9994 | PVC | 10 |  | 75 | 180 | 18179.8862 | 1817.9886 | 2999.6812 | 22997.556 | 53 |  | Potable | 1 | 1 | 1 | 1 | 2011-11-08 15:18 | BAXTER\todd.deboer | 164 | V-1307 | FIT-979 | 1DZ09-1DZ10 | {7BD1AE4C-9928-412C-A4F1-71B2D583ECD8}
2508 | wMAIN-4052 | DY | MN 371, FRONTAGE ROADS AND WHISPERING WOODS LANE UTILITY IMPROVEMENTS | 2002 | Whispering Woods Ln | Pearl Dr | Dellwood Dr | 4.1394 | PVC | 8 |  | 75 | 160 | 662.304 | 66.2304 | 109.2802 | 837.8146 | 53 |  | Potable | 1 | 1 | 1 | 1 | 2011-11-08 15:18 | BAXTER\todd.deboer | 164 | FIT-974 | V-1321 | 1DY10-1DY11 | {7C6F15C4-9A0E-4B3C-B6DC-8A155238C1CA}
2509 | wMAIN-4053 | DY | MN 371, FRONTAGE ROADS AND WHISPERING WOODS LANE UTILITY IMPROVEMENTS | 2002 | Pearl Dr | Whispering Woods Ln | None | 4.1394 | PVC | 8 |  | 75 | 160 | 662.304 | 66.2304 | 109.2802 | 837.8146 | 53 |  | Potable | 1 | 1 | 1 | 1 | 2011-11-08 15:18 | BAXTER\todd.deboer | 164 |  | V-1323 | 1DY05-1DY06 | {ACB94957-DDCF-4DA5-B9AD-728233AE1288}
2510 | wMAIN-4054 | DZ | MN 371, FRONTAGE ROADS AND WHISPERING WOODS LANE UTILITY IMPROVEMENTS | 2002 | Menards | None | None | 3.1699 | PVC | 6 |  | 75 | 140 | 443.786 | 44.3786 | 73.2247 | 561.3893 | 53 |  | Potable | 1 | 1 | 1 | 1 | 2011-11-08 15:18 | BAXTER\todd.deboer | 164 |  | HYD-583 | 1DZ51-1DZ50 | {7559DAAE-84B0-4A0C-B985-06F81E6F1593}
2511 | wMAIN-4055 | DZ | MENARDS SITE IMPROVEMENTS | 2002 | Menards | None | None | 52.71 | PVC | 10 |  | 75 | 180 | 9487.7945 | 948.7794 | 1565.4861 | 12002.06 | 53 |  | Potable | 1 | 1 | 1 | 1 | 2011-11-08 15:18 | BAXTER\todd.deboer | 236 | FIT-984 | FIT-1950 | 1DZ35-1DZ38 | {AC98C5CD-04AE-4E1F-ACF9-F888C31ACD52}
2512 | wMAIN-4056 | DZ | MENARDS SITE IMPROVEMENTS | 2002 | Menards | None | None | 297.2318 | PVC | 10 |  | 75 | 180 | 53501.7156 | 5350.1716 | 8827.7831 | 67679.6702 | 53 |  | Potable | 1 | 1 | 1 | 1 | 2011-11-08 15:18 | BAXTER\todd.deboer | 236 |  | FIT-984 | 1DZ32-1DZ35 | {5ABF4196-5F49-4B6E-A778-F5C4A608C6C1}
2513 | wMAIN-4057 | DZ | MENARDS SITE IMPROVEMENTS | 2002 | Menards | None | None | 2.147 | PVC | 10 |  | 75 | 180 | 386.4635 | 38.6464 | 63.7665 | 488.8764 | 53 |  | Potable | 1 | 1 | 1 | 1 | 2011-11-08 15:18 | BAXTER\todd.deboer | 236 | FIT-1950 | FIT-391 | 1DZ38-1DZ39 | {C894A495-845C-4A77-A9F8-1C6063411FA9}
2514 | wMAIN-4058 | DZ | MENARDS SITE IMPROVEMENTS | 2002 | Menards | None | None | 141.9999 | PVC | 8 |  | 75 | 160 | 22719.9823 | 2271.9982 | 3748.7971 | 28740.7776 | 53 |  | Potable | 1 | 1 | 1 | 1 | 2011-11-08 15:18 | BAXTER\todd.deboer | 236 | V-1301 | FIT-549 | 1DZ40-1DZ43 | {35569156-3357-4AE4-8DC7-4555CC7BCF43}
2515 | wMAIN-4061 | DZ | MENARDS SITE IMPROVEMENTS | 2002 | Menards | None | None | 2.8947 | PVC | 6 |  | 75 | 140 | 405.2585 | 40.5259 | 66.8677 | 512.652 | 53 |  | Potable | 1 | 1 | 1 | 1 | 2011-11-08 15:18 | BAXTER\todd.deboer | 236 |  | HYD-581 | 1DZ48-1DZ49 | {6246BF0D-E51A-47BF-AFCF-E6D9AF8D2E63}
2516 | wMAIN-4062 | DZ | MENARDS SITE IMPROVEMENTS | 2002 | Menards | None | None | 253.57 | PVC | 10 |  | 75 | 180 | 45642.5933 | 4564.2593 | 7531.0279 | 57737.8805 | 53 |  | Potable | 1 | 1 | 1 | 1 | 2011-11-08 15:18 | BAXTER\todd.deboer | 236 | V-1298 |  | 1DZ31-1DZ32 | {E5099181-5A05-4498-896F-E3C4EB060E0E}
2517 | wMAIN-4063 | DZ | MENARDS SITE IMPROVEMENTS | 2002 | Menards | None | None | 2.0985 | PVC | 10 |  | 75 | 180 | 377.73 | 37.773 | 62.3255 | 477.8285 | 53 |  | Potable | 1 | 1 | 1 | 1 | 2011-11-08 15:18 | BAXTER\todd.deboer | 236 | FIT-1950 | FIT-390 | 1DZ38-1DZ41 | {3FD6BC35-90CF-4B63-88CA-1E6D91854EFB}
2518 | wMAIN-4064 | DY | MN 371, FRONTAGE ROADS AND WHISPERING WOODS LANE UTILITY IMPROVEMENTS | 2002 | Menards | Whispering Woods Ln | None | 32.5288 | PVC | 10 |  | 75 | 180 | 5855.1841 | 585.5184 | 966.1054 | 7406.8078 | 53 |  | Potable | 1 | 1 | 1 | 1 | 2011-11-08 15:18 | BAXTER\todd.deboer | 164 | V-1316 | FIT-987 | 1DY04-1DZ28 | {DB7B149A-A943-40FE-98DF-AE56CA0D1CA9}
2519 | wMAIN-4065 | DZ | MN 371, FRONTAGE ROADS AND WHISPERING WOODS LANE UTILITY IMPROVEMENTS | 2002 | Menards | None | None | 8.7142 | PVC | 6 |  | 75 | 140 | 1219.9888 | 121.9989 | 201.2981 | 1543.2858 | 53 |  | Potable | 1 | 1 | 1 | 1 | 2011-11-08 15:18 | BAXTER\todd.deboer | 164 |  | HYD-579 | 1DZ29-1DZ30 | {4DC98550-B710-4F5E-83A5-EF1D334CBD9C}
2520 | wMAIN-4068 | DA | MILLS MOTORS UTILITY IMPROVEMENTS | 1996 | Woida Rd | Dellwood Dr | Golf Course Dr | 3 | PVC | 6 |  | 75 | 140 | 420.0002 | 42 | 69.3 | 531.3002 | 47 |  | Potable | 1 | 1 | 1 | 1 | 2011-11-08 15:18 | BAXTER\todd.deboer | 239 | FIT-988 | V-1296 | 1DA45-1DA46 | {9A2B076A-5530-45F3-978E-9E5FD612AD9C}
2521 | wMAIN-4069 | DZ | MILLS MOTORS UTILITY IMPROVEMENTS | 1996 | Woida Rd | Dellwood Dr | Golf Course Dr | 43.9999 | PVC | 6 |  | 75 | 140 | 6159.9881 | 615.9988 | 1016.398 | 7792.385 | 47 |  | Potable | 1 | 1 | 1 | 1 | 2011-11-08 15:18 | BAXTER\todd.deboer | 239 | V-1296 |  | 1DA46-W.S. STUB | {9C9358E8-7F21-4BA0-919C-7345F91188D5}
2522 | wMAIN-4070 | DA | MILLS MOTORS UTILITY IMPROVEMENTS | 1996 | Woida Rd | Dellwood Dr | Golf Course Dr | 3 | PVC | 6 |  | 75 | 140 | 420.0002 | 42 | 69.3 | 531.3002 | 47 |  | Potable | 1 | 1 | 1 | 1 | 2011-11-08 15:18 | BAXTER\todd.deboer | 239 | FIT-989 | V-1295 | 1DA47-1DA48 | {CAE00064-B0D5-4AFF-AE4B-56B353CAE638}
2523 | wMAIN-4071 | DZ | MILLS MOTORS UTILITY IMPROVEMENTS | 1996 | Woida Rd | Dellwood Dr | Golf Course Dr | 43.9999 | PVC | 6 |  | 75 | 140 | 6159.9881 | 615.9988 | 1016.398 | 7792.385 | 47 |  | Potable | 1 | 1 | 1 | 1 | 2011-11-08 15:18 | BAXTER\todd.deboer | 239 | V-1295 |  | 1DA48-W.S. STUB | {0DCB8873-8C64-46C1-89CE-0C51AA897020}
2524 | wMAIN-4074 | DA | MILLS MOTORS UTILITY IMPROVEMENTS | 1996 | Woida Rd | Dellwood Dr | Golf Course Dr | 5.0945 | PVC | 10 |  | 75 | 180 | 917.0102 | 91.701 | 151.3067 | 1160.0179 | 47 |  | Potable | 1 | 1 | 1 | 1 | 2011-11-08 15:18 | BAXTER\todd.deboer | 239 | FIT-1000 | V-1275 | 1DA50-1DA51 | {8EAE84D0-ED5F-4A62-BC7C-F62C3AA34AB7}
2525 | wMAIN-4075 | DA | MILLS MOTORS UTILITY IMPROVEMENTS | 1996 | Woida Rd | Dellwood Dr | Golf Course Dr | 19.9999 | PVC | 10 |  | 75 | 180 | 3599.982 | 359.9982 | 593.997 | 4553.9772 | 47 |  | Potable | 1 | 1 | 1 | 1 | 2011-11-08 15:18 | BAXTER\todd.deboer | 239 | V-1275 | FIT-554 | 1DA51-1DA52 | {0A979CE1-228A-496A-B66F-535E1A8CD69E}
2526 | wMAIN-4076 | DA | MILLS MOTORS UTILITY IMPROVEMENTS | 1996 | Mills Motor | None | None | 63.3791 | PVC | 6 |  | 75 | 140 | 8873.074 | 887.3074 | 1464.0572 | 11224.4386 | 47 |  | Potable | 1 | 1 | 1 | 1 | 2011-11-08 15:18 | BAXTER\todd.deboer | 239 | FIT-1001 |  | 1DA42-1DA43 | {3DB74FD2-D725-4AD7-912A-40D6165DD8E0}
2527 | wMAIN-4077 | DA | MILLS MOTORS UTILITY IMPROVEMENTS | 1996 | Golf Course Dr | Woida Rd | Mills Motor | 252.5768 | PVC | 10 |  | 75 | 180 | 45463.8199 | 4546.382 | 7501.5303 | 57511.7321 | 47 |  | Potable | 1 | 1 | 1 | 1 | 2011-11-08 15:18 | BAXTER\todd.deboer | 239 | FIT-998 | FIT-1951 | 1DA57-1DA60 | {552EB6B4-16E1-4B6A-A841-DEE52255829D}
2528 | wMAIN-4078 | DA | MILLS MOTORS UTILITY IMPROVEMENTS | 1996 | Golf Course Dr | Woida Rd | Mills Motor | 409.1823 | PVC | 10 |  | 75 | 180 | 73652.8148 | 7365.2815 | 12152.7144 | 93170.8107 | 47 |  | Potable | 1 | 1 | 1 | 1 | 2011-11-08 15:18 | BAXTER\todd.deboer | 239 | FIT-999 | FIT-998 | 1DA54-DA57 | {873FDA7C-1452-460F-AD85-0151F897628A}
2529 | wMAIN-4079 | DA | MILLS MOTORS UTILITY IMPROVEMENTS | 1996 | Golf Course Dr | Woida Rd | Mills Motor | 6.212 | PVC | 10 |  | 75 | 180 | 1118.1602 | 111.816 | 184.4964 | 1414.4726 | 47 |  | Potable | 1 | 1 | 1 | 1 | 2011-11-08 15:18 | BAXTER\todd.deboer | 239 | FIT-1000 | V-1277 | 1DA50-1DA53 | {B6100D6B-8777-498D-9CBE-EF9D0409A135}
2530 | wMAIN-4080 | DA | MILLS MOTORS UTILITY IMPROVEMENTS | 1996 | Woida Rd | Dellwood Dr | Golf Course Dr | 70.7564 | PVC | 10 |  | 75 | 180 | 12736.1566 | 1273.6157 | 2101.4658 | 16111.2381 | 47 |  | Potable | 1 | 1 | 1 | 1 | 2011-11-08 15:18 | BAXTER\todd.deboer | 239 | FIT-1010 |  | 1DA40-1DA45 | {9800821E-FF1A-410D-8D45-785BAA64021D}
2531 | wMAIN-4081 | DA | MILLS MOTORS UTILITY IMPROVEMENTS | 1996 | Mills Motor | Woida Rd | None | 185.2111 | PVC | 10 |  | 75 | 180 | 33337.9894 | 3333.7989 | 5500.7683 | 42172.5566 | 47 |  | Potable | 1 | 1 | 1 | 1 | 2011-11-08 15:18 | BAXTER\todd.deboer | 239 |  | FIT-1001 | 1DA41-1DA42 | {42235FDD-11D1-4E5E-8CF3-4A4663543D45}
2532 | wMAIN-4082 | DA | MILLS MOTORS UTILITY IMPROVEMENTS | 1996 | Mills Motor | Dellwood Dr | Golf Course Dr | 492.724 | PVC | 8 |  | 75 | 160 | 78835.8379 | 7883.5838 | 13007.9132 | 99727.3349 | 47 |  | Potable | 1 | 1 | 1 | 1 | 2011-11-08 15:18 | BAXTER\todd.deboer | 239 | FIT-993 |  | 1DA21-1DA62 | {537A1631-E1AE-45ED-9D8C-7063AA1C36A3}
2533 | wMAIN-4083 | DA | MILLS MOTORS UTILITY IMPROVEMENTS | 1996 | Mills Bodyworks | Dellwood Dr | None | 7.1105 | PVC | 10 |  | 75 | 180 | 1279.8934 | 127.9893 | 211.1824 | 1619.0652 | 47 |  | Potable | 1 | 1 | 1 | 1 | 2011-11-08 15:18 | BAXTER\todd.deboer | 239 | FIT-990 | V-1293 | 1DA05-1DA06 | {EB7E13A2-ECB4-4CAB-9CE9-CCE4D00C0F57}
2534 | wMAIN-4084 | DA | MILLS MOTORS UTILITY IMPROVEMENTS | 1996 | Mills Bodyworks | None | None | 1.7155 | PVC | 10 |  | 75 | 180 | 308.79 | 30.879 | 50.9504 | 390.6194 | 47 |  | Potable | 1 | 1 | 1 | 1 | 2011-11-08 15:18 | BAXTER\todd.deboer | 239 | FIT-991 |  | 1DA10-1DA11 | {AE47D3B0-6F58-45DD-93BB-2494C64E2CAA}
2535 | wMAIN-4085 | DA | MILLS MOTORS UTILITY IMPROVEMENTS | 1996 | Mills Bodyworks | None | None | 14 | PVC | 8 |  | 75 | 160 | 2240 | 224 | 369.6 | 2833.6 | 47 |  | Potable | 1 | 1 | 1 | 1 | 2011-11-08 15:18 | BAXTER\todd.deboer | 239 | FIT-991 |  | 1DA10-BLDG. | {2C497358-A99B-4C77-A451-0F2A9438CF03}
2536 | wMAIN-4086 | DA | MILLS MOTORS UTILITY IMPROVEMENTS | 1996 | Mills Bodyworks | None | None | 118.9243 | PVC | 10 |  | 75 | 180 | 21406.3768 | 2140.6377 | 3532.0522 | 27079.0666 | 47 |  | Potable | 1 | 1 | 1 | 1 | 2011-11-08 15:18 | BAXTER\todd.deboer | 239 | FIT-992 | FIT-991 | 1DA07-1DA10 | {43410D09-9E3A-4F6C-8B38-8A67D8CC2E0A}
2537 | wMAIN-4088 | DA | MILLS MOTORS UTILITY IMPROVEMENTS | 1996 | Mills Motor | Dellwood Dr | Golf Course Dr | 427.974 | PVC | 8 |  | 75 | 160 | 68475.8456 | 6847.5846 | 11298.5145 | 86621.9447 | 47 |  | Potable | 1 | 1 | 1 | 1 | 2011-11-08 15:18 | BAXTER\todd.deboer | 239 | V-1290 | FIT-993 | 1DA19-1DA21 | {4D1D27EE-0065-4999-A934-1A1348C8F37E}
2538 | wMAIN-4090 | DB | 1993 COUNTRY CLUB ESTATES IMPROVEMENTS | 1993 | Golf Course Dr | Mills Motor | Links Ln | 4.6569 | PVC | 10 |  | 75 | 180 | 838.2334 | 83.8233 | 138.3085 | 1060.3652 | 44 |  | Potable | 1 | 1 | 1 | 1 | 2011-11-08 15:18 | BAXTER\todd.deboer | 155 | V-1261 |  | 1DB07-1DB13 | {684706CB-3A8E-4D68-8F93-152267FEE3BF}
2539 | wMAIN-4091 | DA | MILLS MOTORS UTILITY IMPROVEMENTS | 1996 | Golf Course Dr | Mills Bodyworks | Links Ln | 31.9819 | PVC | 10 |  | 75 | 180 | 5756.742 | 575.6742 | 949.8624 | 7282.2786 | 47 |  | Potable | 1 | 1 | 1 | 1 | 2011-11-08 15:18 | BAXTER\todd.deboer | 239 | FIT-994 | FIT-995 | 1DA72-1DA73 | {A1F6AF67-CE1A-4FFE-9724-67055BC1FD00}
2540 | wMAIN-4092 | DA | MILLS MOTORS UTILITY IMPROVEMENTS | 1996 | Golf Course Dr | Mills Motor | None | 4.7926 | PVC | 8 |  | 75 | 160 | 766.8163 | 76.6816 | 126.5247 | 970.0226 | 47 |  | Potable | 1 | 1 | 1 | 1 | 2011-11-08 15:18 | BAXTER\todd.deboer | 239 | FIT-1951 |  | 1DA60-1DA65 | {47BF9B5B-2DF2-48A3-942E-441BC86EF7AF}
2541 | wMAIN-4093 | EB | BEST BUY SITE IMPROVEMENTS | 2002 | Best Buy | None | None | 15.1502 | PVC | 8 |  | 75 | 160 | 2424.0385 | 242.4039 | 399.9664 | 3066.4087 | 53 |  | Potable | 1 | 1 | 1 | 1 | 2011-11-08 15:18 | BAXTER\todd.deboer | 131 | V-1270 |  | 1EB25-BLDG. | {557CBAF1-33E1-4660-A11C-218D0DD2235A}
2542 | wMAIN-4095 | DC | 1977 MUNICIPAL SANITARY SEWER AND WATER SYSTEMS CONSTRUCTION | 1977 | Clearwater Rd | State Hwy 371 | Dellwood Dr | 7.4265 | DIP | 10 |  | 75 | 180 | 1336.7762 | 133.6776 | 220.5681 | 1691.0219 | 28 |  | Potable | 1 | 1 | 1 | 1 | 2011-11-08 15:18 | BAXTER\todd.deboer | 100 | FIT-1006 | V-1265 | 1DC41-1DC42 | {CD6C02CE-9E3F-4635-AB17-5E3377F64A2F}
2543 | wMAIN-4096 | DA | MILLS MOTORS UTILITY IMPROVEMENTS | 1996 | Golf Course Dr | Mills Motor | Links Ln | 355.3134 | PVC | 10 |  | 75 | 180 | 63956.4185 | 6395.6419 | 10552.8091 | 80904.8695 | 47 |  | Potable | 1 | 1 | 1 | 1 | 2011-11-08 15:18 | BAXTER\todd.deboer | 239 | FIT-994 | V-1282 | 1DA72-1DA71 | {F5264A20-69B0-4264-9EC1-20E1AFCD02D7}
2544 | wMAIN-4098 | DD | MILLS FLEET FARM SITE CONSTRUCTION | 1980 | Mills Fleet Farm | Excelsior Rd | None | 5.9852 | PVC | 6 |  | 75 | 140 | 837.9283 | 83.7928 | 138.2582 | 1059.9793 | 31 |  | Potable | 1 | 1 | 1 | 1 | 2011-11-08 15:18 | BAXTER\todd.deboer | 238 |  | HYD-566 | 1DD54-1DD55 | {DBC0A9B0-F20B-41CC-82D5-69AB19E83D26}
2545 | wMAIN-4102 | DZ | MILLS MOTORS UTILITY IMPROVEMENTS | 1996 | Woida Rd | Dellwood Dr | Golf Course Dr | 31.082 | PVC | 6 |  | 75 | 140 | 4351.485 | 435.1485 | 717.995 | 5504.6285 | 47 |  | Potable | 1 | 1 | 1 | 1 | 2011-11-08 15:18 | BAXTER\todd.deboer | 239 |  |  | 1DA39-1DZ02 | {44CD0542-F7FF-4DE1-9B86-E13FE0191744}
2546 | wMAIN-4103 | DA | MILLS MOTORS UTILITY IMPROVEMENTS | 1996 | Golf Course Dr | Woida Rd | Mills Motor | 23.9452 | PVC | 6 |  | 75 | 140 | 3352.328 | 335.2328 | 553.1341 | 4240.6949 | 47 |  | Potable | 1 | 1 | 1 | 1 | 2011-11-08 15:18 | BAXTER\todd.deboer | 239 | FIT-998 |  | 1DA57-1DA58 | {A95EB2C2-C576-40AD-BA56-1C9F8233975D}
2547 | wMAIN-4110 | FG | 2004 ISLE DRIVE EXTENSION AND HINCKLEY ROAD IMPROVEMENTS | 2004 | Isle Dr | Glory Rd | None | 1.1578 | PVC | 8 |  | 75 | 160 | 185.2482 | 18.5248 | 30.5659 | 234.3389 | 55 |  | Potable | 1 | 1 | 1 | 1 | 2011-11-08 15:18 | BAXTER\todd.deboer | 207 | V-810 |  | 1FG27-1FG28 | {3F44D46B-0F22-4092-9757-3B37AEACF73D}
2548 | wMAIN-4111 | HA | 1997 WOIDA ROAD WATERMAIN IMPROVEMENTS | 1998 | Woida Rd | Water Tower | Holly Dr | 181.4193 | PVC | 12 |  | 75 | 200 | 36283.8611 | 3628.3861 | 5986.8371 | 45899.0843 | 49 |  | Potable | 1 | 1 | 1 | 1 | 2016-06-08 15:11 | BAXTER\todd.deboer | 305 | wFIT-1471 | wVLV-337 | 1HA04-1HA07 | {C706D380-6A34-4352-A87A-06B7B10F80B5}
2549 | wMAIN-4112 | HA | 1997 WOIDA ROAD WATERMAIN IMPROVEMENTS | 1998 | Woida Rd | Inglwood Dr | Water Tower | 333.9885 | PVC | 12 |  | 75 | 200 | 66797.7011 | 6679.7701 | 11021.6207 | 84499.0919 | 49 |  | Potable | 1 | 1 | 1 | 1 | 2016-06-09 09:25 | BAXTER\todd.deboer | 305 | wVLV-338 | wFIT-1470 | 1HA09-1HA10 | {384B63E1-5612-4C9D-9B7A-B9C7CA0CD767}
2550 | wMAIN-4113 | HA | 1997 WOIDA ROAD WATERMAIN IMPROVEMENTS | 1998 | Woida Rd | Water Tower | Holly Dr | 3.1747 | PVC | 12 |  | 75 | 200 | 634.94 | 63.494 | 104.7651 | 803.1991 | 49 |  | Potable | 1 | 1 | 1 | 1 | 2016-06-08 15:07 | BAXTER\todd.deboer | 305 | wVLV-337 | wFIT-764 | 1HA07-1HA08 | {1B19F681-01D8-452A-9A3C-388D999E46C5}
2551 | wMAIN-4114 | HA | 1997 WOIDA ROAD WATERMAIN IMPROVEMENTS | 1998 | Woida Rd | Inglewood Dr | Water Tower | 3.9178 | PVC | 12 |  | 75 | 200 | 783.56 | 78.356 | 129.2874 | 991.2034 | 49 |  | Potable | 1 | 1 | 1 | 1 | 2016-06-08 15:07 | BAXTER\todd.deboer | 305 | wFIT-764 | wVLV-338 | 1HA08-1HA09 | {020FB211-02EA-4022-BCCD-BD9D5F8DEDD8}
2552 | wMAIN-4115 | HZ | 1997 WOIDA ROAD WATERMAIN IMPROVEMENTS | 1998 | Water Tower | Woida Rd | None | 127.953 | PVC | 12 |  | 75 | 200 | 25590.5905 | 2559.0591 | 4222.4474 | 32372.097 | 49 |  | Potable | 1 | 1 | 1 | 1 | 2016-06-08 15:08 | BAXTER\todd.deboer | 305 | wVLV-1605 | wFIT-764 | 1HZ01-1HA08 | {88BE6258-C897-42FB-85B5-C9C77271A680}
2553 | wMAIN-4116 | GB | 2004 INGLEWOOD DRIVE AND CLEARWATER ROAD IMPROVEMENTS | 2004 | Clearwater Rd | Clearwater Apartments | Green Briar Dr | 305.6396 | PVC | 10 |  | 75 | 180 | 55015.1194 | 5501.5119 | 9077.4947 | 69594.126 | 55 |  | Potable | 1 | 1 | 1 | 1 | 2011-11-08 15:18 | BAXTER\todd.deboer | 150 | FIT-1831 | FIT-798 | 1GB07-1GB11 | {B499CDBF-930F-4A28-9EA8-C8ED0A3E66AD}
2554 | wMAIN-4117 | FD | EXCELSIOR PLACE PHASE 1 | 2001 | Firewood Dr | White Oak Estates | Excelsior Rd | 63.8562 | PVC | 8 |  | 75 | 160 | 10216.9919 | 1021.6992 | 1685.8037 | 12924.4947 | 52 |  | Potable | 1 | 1 | 1 | 1 | 2011-11-08 15:18 | BAXTER\todd.deboer | 170 | FIT-1113 | FIT-1832 | 1FD38-1FD41 | {4AD114C7-6775-4839-8F15-87895D613C86}
2555 | wMAIN-4118 | AH | UNKNOWN | 1980 | Highland Senic Rd | Eagle Dr | Red Pine Cir | 3.2965 | PVC | 8 |  | 75 | 160 | 527.446 | 52.7446 | 87.0286 | 667.2192 | 31 |  | Potable | 1 | 1 | 1 | 1 | 2011-11-08 15:18 | BAXTER\todd.deboer |  |  | V-1499 | 1AH24-1AH26 | {4D7C36C1-FE03-4F24-9529-188D72B9CD0F}
2556 | wMAIN-4120 | FW | AUDUBON WAY STREET AND UTILITY IMPROVEMENTS | 2004 | Holiday Inn Express Hotel & Suites | None | None | 52.7696 | PVC | 6 |  | 75 | 140 | 7387.7432 | 738.7743 | 1218.9776 | 9345.4952 | 55 |  | Potable | 1 | 1 | 1 | 1 | 2011-11-08 15:18 | BAXTER\todd.deboer | 118 | V-1397 | FIT-1804 | 1FW03-1FW47 | {54C5AE9E-EA50-4B1D-BEB1-6CD473CA202B}
2557 | wMAIN-4121 | EZ | MN 371, FRONTAGE ROADS AND WHISPERING WOODS LANE UTILITY IMPROVEMENTS | 2002 | Edgewood Dr | Edgewood Dr | Slumberland Furniture | 265.6766 | PVC | 10 |  | 75 | 180 | 47821.7939 | 4782.1794 | 7890.596 | 60494.5693 | 53 |  | Potable | 1 | 1 | 1 | 1 | 2011-11-08 15:18 | BAXTER\todd.deboer | 164 | FIT-966 | V-1315 | 1EZ22-1EZ28 | {CA9213FC-5476-43A1-BE51-DE0CB1113E8B}
2558 | wMAIN-4122 | EZ | MN 371, FRONTAGE ROADS AND WHISPERING WOODS LANE UTILITY IMPROVEMENTS | 2002 | Edgewood Dr | Grizzly's Center | Slumberland Furniture | 73.7062 | PVC | 10 |  | 75 | 180 | 13267.1153 | 1326.7115 | 2189.074 | 16782.9008 | 53 |  | Potable | 1 | 1 | 1 | 1 | 2011-11-08 15:18 | BAXTER\todd.deboer | 164 | FIT-967 | FIT-966 | 1EZ19-1EZ22 | {1FC0009D-43B3-41DF-BBD1-A5A947EAD8CC}
2559 | wMAIN-4123 | JG | 1979 WATER IMPROVEMENTS | 1979 | Park St | Timberlane Dr | Knollwood Dr | 8.3749 | PVC | 6 |  | 75 | 140 | 1172.4813 | 117.2481 | 193.4594 | 1483.1889 | 30 |  | Potable | 1 | 1 | 1 | 1 | 2011-11-08 15:18 | BAXTER\todd.deboer | 101 | V-874 | FIT-1278 | 1JG20-1JG21 | {E512CC56-46A7-4823-8771-C8A3C9D1593D}
2560 | wMAIN-4124 | JG | 1979 WATER IMPROVEMENTS | 1979 | Park St | Timberlane Dr | Knollwood Dr | 3.6149 | PVC | 6 |  | 75 | 140 | 506.0826 | 50.6083 | 83.5036 | 640.1945 | 30 |  | Potable | 1 | 1 | 1 | 1 | 2011-11-08 15:18 | BAXTER\todd.deboer | 101 | FIT-1280 | V-878 | 1JG15-1JG16 | {CD43D87B-E810-4E12-96A8-5138C5D7427C}
2561 | wMAIN-4125 | KJ | 1979 WATER IMPROVEMENTS | 1979 | Knollwood Dr | Highland Senic Rd | Jepson Rd | 2.9998 | PVC | 10 |  | 75 | 180 | 539.9694 | 53.9969 | 89.095 | 683.0613 | 30 |  | Potable | 1 | 1 | 1 | 1 | 2011-11-08 15:18 | BAXTER\todd.deboer | 101 | FIT-1266 | FIT-1854 | 1KJ10-1KJ13 | {E836FDC9-8DBB-41F3-887F-DD5D8476356B}
2562 | wMAIN-4126 | LJ | 1995 WEDGEWOOD IMPROVEMENTS | 1999 | Parkwood Dr | Highland Senic Rd | Wedgewood Rd | 1.4831 | PVC | 8 |  | 75 | 160 | 237.297 | 23.7297 | 39.154 | 300.1807 | 50 |  | Potable | 1 | 1 | 1 | 1 | 2011-11-08 15:18 | BAXTER\todd.deboer | 105 | FIT-1139 | V-1063 | 1LJ10-1LJ11 | {591CC585-38DA-4B01-B29B-3E8669B954DF}
2563 | wMAIN-4127 | BD | EXCELSIOR ROAD EXTENSION, JACKSON STREET AND FRONTAGE ROAD IMPROVEMENTS | 1993 | Excelsior Rd | Broadmor Dr | Conservation Dr | 248.7768 | PVC | 10 |  | 75 | 180 | 44779.8254 | 4477.9825 | 7388.6712 | 56646.4792 | 44 |  | Potable | 1 | 1 | 1 | 1 | 2011-11-08 15:18 | BAXTER\todd.deboer | 176 | FIT-1107 | FIT-1510 | 1BD23-1BD14 | {BAD15420-4DED-4F91-837B-D92DD8208230}
2564 | wMAIN-4128 | FD | 1977 MUNICIPAL SANITARY SEWER AND WATER SYSTEMS CONSTRUCTION | 1977 | Excelsior Rd | Flintwood Dr | Firewood Dr | 339.1879 | DIP | 10 |  | 75 | 180 | 61053.8237 | 6105.3824 | 10073.8809 | 77233.087 | 28 |  | Potable | 1 | 1 | 1 | 1 | 2011-11-08 15:18 | BAXTER\todd.deboer | 100 | V-597 | FIT-1115 | 1FD05-1FD33 | {F4E828B7-9E45-4821-82D0-C6FFBFA46BBD}
2565 | wMAIN-4129 | JE | 1999 PAIGE AND BLAIR IMPROVEMENTS | 1999 | Knollwood Dr | Edmonton Rd | Fairmont Ct | 4.0001 | PVC | 8 |  | 75 | 160 | 640.0082 | 64.0008 | 105.6014 | 809.6104 | 50 |  | Potable | 1 | 1 | 1 | 1 | 2011-11-08 15:18 | BAXTER\todd.deboer | 254 | FIT-1130 | V-1077 | 1JE13-1JE17 | {BADA0C7C-4622-44CF-A2B5-72F89D8BADB7}
2566 | wMAIN-4130 | JE | 1999 PAIGE AND BLAIR IMPROVEMENTS | 1999 | Knollwood Dr | Donald St | Edmonton Rd | 33.9998 | PVC | 8 |  | 75 | 160 | 5439.9747 | 543.9975 | 897.5958 | 6881.568 | 50 |  | Potable | 1 | 1 | 1 | 1 | 2011-11-08 15:18 | BAXTER\todd.deboer | 254 | FIT-1129 | FIT-1130 | 1JE10-1JE13 | {BE33521D-30CF-475B-9D09-8106EF1FA154}
2567 | wMAIN-4131 | LJ | 1981 UTILITY IMPROVEMENTS | 1981 | Highland Senic Rd | Parkwood Dr | Knollwood Dr | 646.9533 | PVC | 10 |  | 75 | 180 | 116451.5971 | 11645.1597 | 19214.5135 | 147311.2704 | 32 |  | Potable | 1 | 1 | 1 | 1 | 2011-11-08 15:18 | BAXTER\todd.deboer | 102 | FIT-1139 | FIT-1168 | 1LJ10-1KJ14 | {54FF1617-BC10-44B5-AE7B-97E09C207F04}
2568 | wMAIN-4132 | NI | 1981 UTILITY IMPROVEMENTS | 1981 | Cedardale Ln | Norway Spruce Dr | Secind St | 74.3408 | PVC | 8 |  | 75 | 160 | 11894.5327 | 1189.4533 | 1962.5979 | 15046.5839 | 32 |  | Potable | 1 | 1 | 1 | 1 | 2011-11-08 15:18 | BAXTER\todd.deboer | 102 | FIT-1151 | FIT-1160 | 1NI22-1NI17 | {97713DBF-4964-4596-AC5A-1563F70A345B}
2569 | wMAIN-4133 | MI | 1981 UTILITY IMPROVEMENTS | 1981 | Ashdale Ln | Second St | Cedardale Ln | 13.0028 | PVC | 6 |  | 75 | 140 | 1820.3966 | 182.0397 | 300.3654 | 2302.8017 | 32 |  | Potable | 1 | 1 | 1 | 1 | 2011-11-08 15:18 | BAXTER\todd.deboer | 102 | FIT-1960 | FIT-1179 | 1MI16-1MI39 | {E87B4BF2-6AE1-4F3C-B59A-A774D93638D6}
2570 | wMAIN-4134 | MI | 1981 UTILITY IMPROVEMENTS | 1981 | Cedardale Ln | Norway Spruce Dr | Secind St | 508.262 | PVC | 8 |  | 75 | 160 | 81321.9167 | 8132.1917 | 13418.1163 | 102872.2247 | 32 |  | Potable | 1 | 1 | 1 | 1 | 2011-11-08 15:18 | BAXTER\todd.deboer | 102 | FIT-1160 | FIT-1958 | 1NI17-1MI01 | {69AC97ED-DC90-4E4C-9BF8-961F5F084CFA}
2571 | wMAIN-4135 | NH | 1981 UTILITY IMPROVEMENTS | 1981 | Cedardale Ln | Ashdale Ln | State Hwy 210 | 193.7492 | PVC | 12 |  | 75 | 200 | 38749.8348 | 3874.9835 | 6393.7227 | 49018.541 | 32 |  | Potable | 1 | 1 | 1 | 1 | 2011-11-08 15:18 | BAXTER\todd.deboer | 102 | FIT-1857 |  | 1NH14-1NH15 | {6683FDA7-F85D-45E0-84DA-770FCE373F76}
2572 | wMAIN-4136 | NH | 1981 UTILITY IMPROVEMENTS | 1981 | Cedardale Ln | Ashdale Ln | State Hwy 210 | 105.5906 | PVC | 12 |  | 75 | 200 | 21118.1191 | 2111.8119 | 3484.4897 | 26714.4207 | 32 |  | Potable | 1 | 1 | 1 | 1 | 2011-11-08 15:18 | BAXTER\todd.deboer | 102 | FIT-1859 | FIT-1858 | 1NH12-1NH13 | {970AF8BD-B517-45B8-9023-4E1944919069}
2573 | wMAIN-4137 | NH | 1981 UTILITY IMPROVEMENTS | 1981 | Cedardale Ln | Ashdale Ln | State Hwy 210 | 80.8312 | DIP | 12 |  | 75 | 200 | 16166.249 | 1616.6249 | 2667.4311 | 20450.305 | 32 | PIPE ENCLOSED IN A 18" DIA. STEEL CASING PIPE | Potable | 1 | 1 | 1 | 1 | 2011-11-08 15:18 | BAXTER\todd.deboer | 102 | FIT-1858 | FIT-1857 | 1NH13-1NH14 | {7F79E0CA-ACBF-4180-AE38-769959C70392}
2574 | wMAIN-4138 | NH | 1981 UTILITY IMPROVEMENTS | 1981 | Cedardale Ln | Ashdale Ln | State Hwy 210 | 88.0418 | PVC | 12 |  | 75 | 200 | 17608.3548 | 1760.8355 | 2905.3785 | 22274.5689 | 32 | PIPE ENCLOSED IN A 18" DIA. STEEL CASING PIPE | Potable | 1 | 1 | 1 | 1 | 2011-11-08 15:18 | BAXTER\todd.deboer | 102 | FIT-1860 | FIT-1859 | 1NH11-1NH12 | {7EEB4DB5-0634-4B3D-A2C8-DEF6859D2804}
2575 | wMAIN-4139 | NH | 1981 UTILITY IMPROVEMENTS | 1981 | Cedardale Ln | Ashdale Ln | State Hwy 210 | 5.7952 | PVC | 12 |  | 75 | 200 | 1159.03 | 115.903 | 191.24 | 1466.173 | 32 |  | Potable | 1 | 1 | 1 | 1 | 2011-11-08 15:18 | BAXTER\todd.deboer | 102 | V-1025 | FIT-1860 | 1NH10-1NH11 | {8E059D92-A1F4-4168-8523-AE7D3AB20CC2}
2576 | wMAIN-4140 | LJ | 1981 UTILITY IMPROVEMENTS | 1981 | Highland Senic Rd | Mountain Ash Dr | Parkwood Dr | 774.8412 | PVC | 10 |  | 75 | 180 | 139471.4164 | 13947.1416 | 23012.7837 | 176431.3417 | 32 |  | Potable | 1 | 1 | 1 | 1 | 2011-11-08 15:18 | BAXTER\todd.deboer | 102 | FIT-1053 | FIT-1167 | 1LJ01-1LJ04 | {40436E4A-E8F9-45C9-B58E-0E5D392B954C}
2577 | wMAIN-4141 | LJ | 1981 UTILITY IMPROVEMENTS | 1981 | Highland Senic Rd | Mountain Ash Dr | Parkwood Dr | 27.7363 | PVC | 10 |  | 75 | 180 | 4992.5376 | 499.2538 | 823.7687 | 6315.5601 | 32 |  | Potable | 1 | 1 | 1 | 1 | 2011-11-08 15:18 | BAXTER\todd.deboer | 102 | FIT-1167 | FIT-1139 | 1LJ04-1LJ10 | {B676540C-7B23-4988-89EF-69584D0DF24A}
2578 | wMAIN-4142 | KJ | 1981 UTILITY IMPROVEMENTS | 1981 | Highland Senic Rd | Parkwood Dr | Knollwood Dr | 593.8033 | PVC | 10 |  | 75 | 180 | 106884.5872 | 10688.4587 | 17635.9569 | 135209.0028 | 32 |  | Potable | 1 | 1 | 1 | 1 | 2011-11-08 15:18 | BAXTER\todd.deboer | 102 | FIT-1168 | FIT-1169 | 1KJ14-1KJ17 | {EA3B9206-B18D-4B16-B670-83B1E7AD1CA7}
2579 | wMAIN-4143 | KJ | 1981 UTILITY IMPROVEMENTS | 1981 | Highland Senic Rd | Parkwood Dr | Knollwood Dr | 65.8596 | PVC | 10 |  | 75 | 180 | 11854.7251 | 1185.4725 | 1956.0296 | 14996.2272 | 32 |  | Potable | 1 | 1 | 1 | 1 | 2011-11-08 15:18 | BAXTER\todd.deboer | 102 | FIT-1169 | V-1015 | 1KJ17-1KJ20 | {99686049-8FCE-46AD-BA2E-84159F15C993}
2580 | wMAIN-4144 | MI | 1981 UTILITY IMPROVEMENTS | 1981 | Cedardale Ln | First St | Highland Senic Rd | 51.9998 | PVC | 8 |  | 75 | 160 | 8319.9725 | 831.9973 | 1372.7955 | 10524.7652 | 32 |  | Potable | 1 | 1 | 1 | 1 | 2011-11-08 15:18 | BAXTER\todd.deboer | 102 | FIT-1171 | FIT-409 | 1MI34-1MI35 | {A08C17FD-BF89-4B45-B050-415C6A51C488}
2581 | wMAIN-4145 | MI | 1981 UTILITY IMPROVEMENTS | 1981 | Cedardale Ln | Second St | First St | 310.8564 | PVC | 8 |  | 75 | 160 | 49737.0167 | 4973.7017 | 8206.6078 | 62917.3262 | 32 |  | Potable | 1 | 1 | 1 | 1 | 2011-11-08 15:18 | BAXTER\todd.deboer | 102 | FIT-1173 | FIT-1171 | 1MI31-1MI34 | {F3FBAD9A-B919-45DB-ADCA-CE617F0AC641}
2582 | wMAIN-4146 | MI | 1981 UTILITY IMPROVEMENTS | 1981 | Cedardale Ln | Second St | First St | 592.9999 | PVC | 8 |  | 75 | 160 | 94879.983 | 9487.9983 | 15655.1972 | 120023.1785 | 32 |  | Potable | 1 | 1 | 1 | 1 | 2011-11-08 15:18 | BAXTER\todd.deboer | 102 | FIT-1174 | FIT-1173 | 1MI28-1MI31 | {E6B973AF-2E4E-4DC3-BF28-30C20553C62B}
2583 | wMAIN-4147 | MI | 1981 UTILITY IMPROVEMENTS | 1981 | Cedardale Ln | Second St | First St | 14.0003 | PVC | 8 |  | 75 | 160 | 2240.04 | 224.004 | 369.6066 | 2833.6506 | 32 |  | Potable | 1 | 1 | 1 | 1 | 2011-11-08 15:18 | BAXTER\todd.deboer | 102 | V-1007 | FIT-1174 | 1MI27-1MI28 | {472A0F32-CDD0-4F38-AFA8-DEA7FE197743}
2584 | wMAIN-4148 | MI | 1981 UTILITY IMPROVEMENTS | 1981 | Cedardale Ln | Second St | First St | 2.9997 | PVC | 8 |  | 75 | 160 | 479.9444 | 47.9944 | 79.1908 | 607.1296 | 32 |  | Potable | 1 | 1 | 1 | 1 | 2011-11-08 15:18 | BAXTER\todd.deboer | 102 | FIT-1958 | V-1007 | 1MI01-1MI27 | {7A4006B1-A3F9-4DF5-B2CF-F2AF7B5CF24B}
2585 | wMAIN-4149 | MI | 1981 UTILITY IMPROVEMENTS | 1981 | Ashdale Ln | Second St | First St | 20 | PVC | 6 |  | 75 | 140 | 2799.9942 | 279.9994 | 461.999 | 3541.9927 | 32 |  | Potable | 1 | 1 | 1 | 1 | 2011-11-08 15:18 | BAXTER\todd.deboer | 102 | FIT-1177 | FIT-1660 | 1MI19-1MI22 | {596707F3-7E4B-4DDC-9092-7B4AD8FA190A}
2586 | wMAIN-4150 | NI | 1981 UTILITY IMPROVEMENTS | 1981 | Ashdale Ln | Second St | Cedardale Ln | 6 | PVC | 6 |  | 75 | 140 | 840.0043 | 84.0004 | 138.6007 | 1062.6054 | 32 |  | Potable | 1 | 1 | 1 | 1 | 2011-11-08 15:18 | BAXTER\todd.deboer | 102 | V-998 | FIT-1181 | 1NI05-1NI06 | {50EB5FC5-52AF-4277-A868-1928BC18E17C}
2587 | wMAIN-4151 | OI | 1981 UTILITY IMPROVEMENTS | 1981 | Brentwood Rd | Brentwood Ln | Brentwood Cir | 535.0058 | PVC | 6 |  | 75 | 140 | 74900.8135 | 7490.0814 | 12358.6342 | 94749.5291 | 32 |  | Potable | 1 | 1 | 1 | 1 | 2011-11-08 15:18 | BAXTER\todd.deboer | 102 | FIT-1183 | FIT-1182 | 1OI04-1OI06 | {A7859683-04D7-46E3-AF61-59F82EF5D0DD}
2588 | wMAIN-4152 | OI | 1981 UTILITY IMPROVEMENTS | 1981 | Brentwood Rd | Brentwood Cir | Cedardale Ln | 64.0002 | PVC | 6 |  | 75 | 140 | 8960.0221 | 896.0022 | 1478.4037 | 11334.428 | 32 |  | Potable | 1 | 1 | 1 | 1 | 2011-11-08 15:18 | BAXTER\todd.deboer | 102 | FIT-1184 | FIT-1183 | 1OI01-1OI04 | {1E9B2AB6-AEC6-44CF-9869-396274D1CC21}
2589 | wMAIN-4153 | NI | 1981 UTILITY IMPROVEMENTS | 1981 | Brentwood Rd | Brentwood Cir | Cedardale Ln | 60 | PVC | 6 |  | 75 | 140 | 8400.0054 | 840.0005 | 1386.0009 | 10626.0068 | 32 |  | Potable | 1 | 1 | 1 | 1 | 2011-11-08 15:18 | BAXTER\todd.deboer | 102 | V-994 | FIT-1185 | 1NI13-1NI14 | {5E8E05C5-C18B-487B-8DB1-9ADEFCD3D03A}
2590 | wMAIN-4154 | NI | 1981 UTILITY IMPROVEMENTS | 1981 | Brentwood Rd | Brentwood Cir | Cedardale Ln | 2.9999 | PVC | 6 |  | 75 | 140 | 419.9836 | 41.9984 | 69.2973 | 531.2793 | 32 |  | Potable | 1 | 1 | 1 | 1 | 2011-11-08 15:18 | BAXTER\todd.deboer | 102 | FIT-1186 | V-994 | 1NI12-1NI13 | {33BCC2EC-5FED-4DA9-9888-35B056C9B789}
2591 | wMAIN-4155 | NI | 1981 UTILITY IMPROVEMENTS | 1981 | Ashdale Ln | Second St | Cedardale Ln | 3.9999 | PVC | 6 |  | 75 | 140 | 559.9896 | 55.999 | 92.3983 | 708.3868 | 32 |  | Potable | 1 | 1 | 1 | 1 | 2011-11-08 15:18 | BAXTER\todd.deboer | 102 | FIT-1187 | V-998 | 1NI04-1NI05 | {B4EF2BA0-AF43-4B59-AC34-18338AD29AA3}
2592 | wMAIN-4156 | NH | 1981 UTILITY IMPROVEMENTS | 1981 | Cedardale Ln | Ashdale Ln | State Hwy 210 | 4.3314 | PVC | 8 |  | 75 | 160 | 693.0222 | 69.3022 | 114.3487 | 876.6731 | 32 |  | Potable | 1 | 1 | 1 | 1 | 2011-11-08 15:18 | BAXTER\todd.deboer | 102 |  | V-993 | 1NH15-1NH16 | {9C44334B-3EFD-4979-84D9-E7CC23B568B4}
2593 | wMAIN-4157 | IF | LAKEWOOD EVANGELICAL FREE CHURCH SITE IMPROVEMENTS | 2002 | Lakewood Evangelical Church | None | None | 179.005 | PVC | 8 |  | 75 | 160 | 28640.7935 | 2864.0794 | 4725.7309 | 36230.6038 | 53 |  | Potable | 1 | 1 | 1 | 1 | 2011-11-08 15:18 | BAXTER\todd.deboer |  | V-912 | FIT-877 | 1IF17-1IF44 | {FD2E4C55-6757-41EC-9B91-67B1E58793B1}
2594 | wMAIN-4158 | IE | LAKEWOOD EVANGELICAL FREE CHURCH SITE IMPROVEMENTS | 2002 | Lakewood Evangelical Church | None | None | 4.0494 | PVC | 8 |  | 75 | 160 | 647.9067 | 64.7907 | 106.9046 | 819.602 | 53 | CITY PORTION OF JOB | Potable | 1 | 1 | 1 | 1 | 2011-11-08 15:18 | BAXTER\todd.deboer |  | V-1461 | FIT-1203 | 1IE45-1IE37 | {45C3DA50-E7D8-4428-86E7-B6D52DD540D2}
2595 | wMAIN-4159 | IF | LAKEWOOD EVANGELICAL FREE CHURCH SITE IMPROVEMENTS | 2002 | Lakewood Evangelical Church | None | None | 135 | PVC | 8 |  | 75 | 160 | 21599.9958 | 2159.9996 | 3563.9993 | 27323.9946 | 53 |  | Potable | 1 | 1 | 1 | 1 | 2011-11-08 15:18 | BAXTER\todd.deboer |  | FIT-1120 | FIT-1211 | 1IF37-1IF29 | {57FF6A21-E25B-443D-BF37-6C0EAF111235}
2596 | wMAIN-4160 | FD | 1977 MUNICIPAL SANITARY SEWER AND WATER SYSTEMS CONSTRUCTION | 1977 | Excelsior Rd | Firewood Dr | Forest Dr | 181.4596 | DIP | 10 |  | 75 | 180 | 32662.733 | 3266.2733 | 5389.3509 | 41318.3573 | 28 |  | Potable | 1 | 1 | 1 | 1 | 2011-11-08 15:18 | BAXTER\todd.deboer | 100 | FIT-1526 | FIT-1115 | 1FD06-1FD33 | {95F8C471-14F2-4923-B940-A53A0A52E4F4}
2597 | wMAIN-4161 | FD | 1977 MUNICIPAL SANITARY SEWER AND WATER SYSTEMS CONSTRUCTION | 1977 | Excelsior Rd | Flintwood Dr | Firewood Dr | 3 | DIP | 10 |  | 75 | 180 | 540.0051 | 54.0005 | 89.1008 | 683.1065 | 28 |  | Potable | 1 | 1 | 1 | 1 | 2011-11-08 15:18 | BAXTER\todd.deboer | 100 | FIT-1527 | V-597 | 1FD02-1FD05 | {2D0C9424-AF5B-4C82-B1E7-9C9CC23C6A99}
2598 | wMAIN-4162 | FD | 1977 MUNICIPAL SANITARY SEWER AND WATER SYSTEMS CONSTRUCTION | 1977 | Excelsior Rd | Grand Oaks Dr | Flintwood Dr | 8.9999 | DIP | 10 |  | 75 | 180 | 1619.9775 | 161.9977 | 267.2963 | 2049.2715 | 28 |  | Potable | 1 | 1 | 1 | 1 | 2011-11-08 15:18 | BAXTER\todd.deboer | 100 | V-598 | FIT-1883 | 1FD03-1FD04 | {B15EA556-D8AA-4606-8E8E-CA2148E731B6}
2599 | wMAIN-4163 | FC | 1979 WATER IMPROVEMENTS | 1979 | Fox Rd | Forest Dr | None | 8.0001 | PVC | 8 |  | 75 | 160 | 1280.0183 | 128.0018 | 211.203 | 1619.2232 | 30 |  | Potable | 1 | 1 | 1 | 1 | 2011-11-08 15:18 | BAXTER\todd.deboer | 101 | FIT-1236 | V-936 | 1FC08-1FC09 | {30008CD9-409E-435F-B56C-B0C44B2B7E62}
2600 | wMAIN-4164 | KH | 1979 WATER IMPROVEMENTS | 1979 | Kingwood Dr | Interlacken Rd | Kentwood Dr | 15.982 | PVC | 8 |  | 75 | 160 | 2557.1258 | 255.7126 | 421.9258 | 3234.7642 | 30 |  | Potable | 1 | 1 | 1 | 1 | 2011-11-08 15:18 | BAXTER\todd.deboer | 101 | FIT-1239 | FIT-1238 | 1KH01-1KH03 | {40167583-6EFA-4935-ACB9-8DA2998824C4}
2601 | wMAIN-4165 | HF | 1979 WATER IMPROVEMENTS | 1979 | Glenwood Dr | Mary St | Fairview Rd | 24.9422 | PVC | 8 |  | 75 | 160 | 3990.7581 | 399.0758 | 658.4751 | 5048.309 | 30 |  | Potable | 1 | 1 | 1 | 1 | 2021-03-18 13:19 | BAXTER\tdeboer | 101 | wFIT-1241 | wVLV-908 | 1HF02-1HF05 | {007EF98D-6C29-4F72-ABD2-15587204C296}
2602 | wMAIN-4166 | HE | 1979 WATER IMPROVEMENTS | 1979 | Glenwood Dr | Mary St | Fairview Rd | 521.5935 | PVC | 8 |  | 75 | 160 | 83454.9573 | 8345.4957 | 13770.068 | 105570.521 | 30 |  | Potable | 1 | 1 | 1 | 1 | 2021-03-18 13:25 | BAXTER\tdeboer | 101 | wFIT-1292 | wFIT-1241 | 1HE11-1HF02 | {B77CE122-DCC9-405C-AF7C-E3CC07CF054C}
2603 | wMAIN-4167 | JH | 1979 WATER IMPROVEMENTS | 1979 | Knollwood Dr | Kingwood Dr | Woodland Rd | 89.8305 | PVC | 10 |  | 75 | 180 | 16169.4937 | 1616.9494 | 2667.9665 | 20454.4095 | 30 |  | Potable | 1 | 1 | 1 | 1 | 2011-11-08 15:18 | BAXTER\todd.deboer | 101 | FIT-1264 | FIT-1265 | 1JH16-1JH19 | {68A01BE6-0E6D-40E3-84DA-BC1E8197889F}
2604 | wMAIN-4168 | JI | 1979 WATER IMPROVEMENTS | 1979 | Knollwood Dr | Kingwood Dr | Interlacken Rd | 484.7213 | PVC | 10 |  | 75 | 180 | 87249.8301 | 8724.983 | 14396.222 | 110371.035 | 30 |  | Potable | 1 | 1 | 1 | 1 | 2011-11-08 15:18 | BAXTER\todd.deboer | 101 | FIT-1269 | V-889 | 1JI07-1JI10 | {A55F83F0-A257-4BEA-AD97-CFE998188E54}
2605 | wMAIN-4169 | JI | 1979 WATER IMPROVEMENTS | 1979 | Knollwood Dr | Interlacken Rd | Timberlane Dr | 58.6468 | PVC | 10 |  | 75 | 180 | 10556.4159 | 1055.6416 | 1741.8086 | 13353.8661 | 30 |  | Potable | 1 | 1 | 1 | 1 | 2011-11-08 15:18 | BAXTER\todd.deboer | 101 | FIT-1272 | FIT-1273 | 1JI01-1JI04 | {F3AE4B76-219E-4DBB-9FC6-7601B7A39FC9}
2606 | wMAIN-4170 | JG | 1979 WATER IMPROVEMENTS | 1979 | Timberlane Dr | Park St | Knollwood Dr | 5.0489 | PVC | 8 |  | 75 | 160 | 807.8166 | 80.7817 | 133.2897 | 1021.8879 | 30 |  | Potable | 1 | 1 | 1 | 1 | 2011-11-08 15:18 | BAXTER\todd.deboer | 101 | FIT-1281 | V-880 | 1JG10-1JG11 | {5A8223CF-6C4E-405C-AFD3-E0E4C3B33F6C}
2607 | wMAIN-4171 | JG | 1979 WATER IMPROVEMENTS | 1979 | Knollwood Ct | Knollwood Dr | None | 2.9997 | PVC | 8 |  | 75 | 160 | 479.9462 | 47.9946 | 79.1911 | 607.132 | 30 | STUB WEST | Potable | 1 | 1 | 1 | 1 | 2011-11-08 15:18 | BAXTER\todd.deboer | 101 | FIT-1283 | FIT-584 | 1JG29-1JG32 | {62E8335F-DD69-4412-87A2-82D3D266776C}
2608 | wMAIN-4172 | DG | 1993 INDUSTRIAL PARK IMPROVEMENTS | 1995 | Industrial Park Rd | Transportation Department | Geodderz Rd | 25.6467 | PVC | 10 |  | 75 | 180 | 4616.4113 | 461.6411 | 761.7079 | 5839.7603 | 46 |  | Potable | 1 | 1 | 1 | 1 | 2011-11-08 15:18 | BAXTER\todd.deboer | 200 | FIT-1884 | V-805 | 1DG17-1DG18 | {B7ACB2F0-5AB8-4F1B-8BA4-538D5DD6776B}
2609 | wMAIN-4173 | DG | MNDOT SITE IMPROVEMENTS | 1991 | Transportation Dept | None | None | 409.3776 | PVC | 8 |  | 75 | 160 | 65500.4082 | 6550.0408 | 10807.5674 | 82858.0164 | 42 |  | Potable | 1 | 1 | 1 | 1 | 2011-11-08 15:18 | BAXTER\todd.deboer |  | V-803 | FIT-899 | 1DG20-1DG35 | {6452CE11-B44A-4923-9166-A54171A2C973}
2610 | wMAIN-4174 | AF | 1985 INDUSTRIAL PARK IMPROVEMENTS | 1985 | Industrial Park Rd | Cypress Dr | Highland Senic Dr | 9.046 | PVC | 12 |  | 75 | 200 | 1809.1953 | 180.9195 | 298.5172 | 2288.632 | 36 |  | Potable | 1 | 1 | 1 | 1 | 2021-03-17 09:17 | BAXTER\tdeboer | 200 | wFIT-1538 | wVLV-483 | 1AF01-1AF04 | {3772E49E-8060-4BED-BCD9-1B041E27FBC8}
2611 | wMAIN-4175 | AF | 1988 INDUSTRIAL PARK IMPROVEMENTS | 1988 | Industrial Park Rd | Cypress Dr | Highland Senic Dr | 7.1356 | PVC | 12 |  | 75 | 200 | 1427.1102 | 142.711 | 235.4732 | 1805.2945 | 39 |  | Potable | 1 | 1 | 1 | 1 | 2021-03-17 09:18 | BAXTER\tdeboer | 104 | wVLV-777 | wFIT-1347 | 1AF06-1AF07 | {42A8F654-C801-4A8F-81B8-927D317E388E}
2612 | wMAIN-4176 | AF | 1985 INDUSTRIAL PARK IMPROVEMENTS | 1985 | Industrial Park Rd | Cypress Dr | Highland Senic Dr | 26.8671 | PVC | 12 |  | 75 | 200 | 5373.4164 | 537.3416 | 886.6137 | 6797.3718 | 36 |  | Potable | 1 | 1 | 1 | 1 | 2021-03-17 09:18 | BAXTER\tdeboer | 200 | wVLV-483 | wFIT-1891 | 1AF04-1AF05 | {132AB8CC-9147-42F4-BA74-BB49D9565BD6}
2613 | wMAIN-4177 | AG | 1981 UTILITY IMPROVEMENTS | 1981 | Greenwood Rd | Aspen Dr | Aspen Dr | 163.4208 | PVC | 8 |  | 75 | 160 | 26147.3316 | 2614.7332 | 4314.3097 | 33076.3744 | 32 |  | Potable | 1 | 1 | 1 | 1 | 2011-11-08 15:18 | BAXTER\todd.deboer | 102 | V-731 | FIT-1375 | 1AG24-1AG25 | {BE5D6328-C16C-4179-A3F6-54F9897E609D}
2614 | wMAIN-4178 | AG | 1981 UTILITY IMPROVEMENTS | 1981 | Greenwood Rd | Aspen Dr | Aspen Dr | 27.2422 | PVC | 8 |  | 75 | 160 | 4358.749 | 435.8749 | 719.1936 | 5513.8175 | 32 |  | Potable | 1 | 1 | 1 | 1 | 2011-11-08 15:18 | BAXTER\todd.deboer | 102 | FIT-1376 | V-731 | 1AG19-1AG24 | {8CBF8576-F404-4FD6-9E12-4CD430E11442}
2615 | wMAIN-4180 | AG | 1999 COLLEGE ROAD IMPROVEMENTS | 2001 | Conifer Dr | College Rd | Brandon Rd | 38.5555 | PVC | 6 |  | 75 | 140 | 5397.7734 | 539.7773 | 890.6326 | 6828.1834 | 52 |  | Potable | 1 | 1 | 1 | 1 | 2011-11-08 15:18 | BAXTER\todd.deboer | 153 | V-746 | FIT-1358 | 1AG04-1AG05 | {E91DA468-AC67-4C7A-827A-99BD717E8BC5}
2616 | wMAIN-4181 | AG | 1981 UTILITY IMPROVEMENTS | 1981 | Greenwood Rd | Birch Dr | Aspen Dr | 83.1564 | PVC | 8 |  | 75 | 160 | 13305.0274 | 1330.5027 | 2195.3295 | 16830.8597 | 32 |  | Potable | 1 | 1 | 1 | 1 | 2011-11-08 15:18 | BAXTER\todd.deboer | 102 | FIT-1377 | FIT-1376 | 1AG18-1AG19 | {3EF7843A-AAEB-4279-9850-AA916A5BE3CB}
2617 | wMAIN-4183 | BH | 2001 SOUTH INTERCEPTOR ROAD IMPROVEMENTS | 2003 | Berrywood Dr | Highland Senic Rd | Hinckley Ct | 4.2899 | PVC | 10 |  | 75 | 180 | 772.1735 | 77.2173 | 127.4086 | 976.7994 | 54 |  | Potable | 1 | 1 | 1 | 1 | 2011-11-08 15:18 | BAXTER\todd.deboer | 106 | FIT-1967 | V-684 | 1BH40-1BH43 | {4A977E2B-46D5-4BE9-BE87-AEE210F427F7}
2618 | wMAIN-4184 | BH | 2001 SOUTH INTERCEPTOR ROAD IMPROVEMENTS | 2003 | Berrywood Dr | Hinckley Ct | Heritage Church | 4.1634 | PVC | 10 |  | 75 | 180 | 749.407 | 74.9407 | 123.6522 | 947.9999 | 54 |  | Potable | 1 | 1 | 1 | 1 | 2011-11-08 15:18 | BAXTER\todd.deboer | 106 | FIT-1967 | V-682 | 1BH40-1BH41 | {8ED3569D-A179-41B0-A616-E3CE6237959A}
2619 | wMAIN-4185 | BH | INDUSTRIAL PARK IMPROVEMENTS PHASE 3 | 2001 | Hinckley Rd | Cypress Dr | Lindar Corporation | 63.2265 | PVC | 10 |  | 75 | 180 | 11380.7739 | 1138.0774 | 1877.8277 | 14396.679 | 52 |  | Potable | 1 | 1 | 1 | 1 | 2011-11-08 15:18 | BAXTER\todd.deboer | 199 | FIT-1415 | V-615 | 1BH32-1BH27 | {47A3B4BA-E75D-4FE6-A5E5-008F59E950C2}
2620 | wMAIN-4186 | FD | 1977 MUNICIPAL SANITARY SEWER AND WATER SYSTEMS CONSTRUCTION | 1977 | Excelsior Rd | Grand Oaks Dr | Flintwood Dr | 3.0003 | DIP | 10 |  | 75 | 180 | 540.0576 | 54.0058 | 89.1095 | 683.1729 | 28 |  | Potable | 1 | 1 | 1 | 1 | 2011-11-08 15:18 | BAXTER\todd.deboer | 100 | FIT-1527 | V-598 | 1FD02-1FD03 | {558610BF-7E08-4B42-8648-52627C3A7749}
2621 | wMAIN-4187 | FD | 1977 MUNICIPAL SANITARY SEWER AND WATER SYSTEMS CONSTRUCTION | 1977 | Excelsior Rd | Firewood Dr | Forest Dr | 27.5407 | DIP | 10 |  | 75 | 180 | 4957.3243 | 495.7324 | 817.9585 | 6271.0153 | 28 |  | Potable | 1 | 1 | 1 | 1 | 2019-08-06 08:43 | BAXTER\Todd.DeBoer | 100 | wVLV-593 | wFIT-1525 | 1FD12-1FD09 | {4141DC15-0155-44D9-92E1-544A03FDF1A9}
2622 | wMAIN-4188 | FD | 1977 MUNICIPAL SANITARY SEWER AND WATER SYSTEMS CONSTRUCTION | 1977 | Excelsior Rd | Firewood Dr | Forest Dr | 3.3716 | DIP | 10 |  | 75 | 180 | 606.8914 | 60.6891 | 100.1371 | 767.7176 | 28 |  | Potable | 1 | 1 | 1 | 1 | 2019-08-06 08:43 | BAXTER\Todd.DeBoer | 100 | wFIT-1524 | wVLV-593 | 1FD13-1FD12 | {DE87B4B0-9022-4F7E-8518-7A1AAF34C176}
2623 | wMAIN-4189 | IE | CHERRYWOOD, CHARLES | 1999 | Cherrywood Dr | Donald St | Edmonton Rd | 245.5978 | PVC | 6 |  | 75 | 140 | 34383.6952 | 3438.3695 | 5673.3097 | 43495.3744 | 50 |  | Potable | 1 | 1 | 1 | 1 | 2011-11-08 15:18 | BAXTER\todd.deboer | 146 | FIT-1589 | FIT-879 | 1IE39-1IE19 | {482D23D8-8E9E-4693-A096-E2E19959AEEE}
2624 | wMAIN-4190 | IE | 1998 JMS ADDITION IMPROVEMENTS | 1999 | Cherrywood Dr | Donald St | Edmonton Rd | 1.5 | PVC | 6 |  | 75 | 140 | 210.0016 | 21.0002 | 34.6503 | 265.6521 | 50 |  | Potable | 1 | 1 | 1 | 1 | 2011-11-08 15:18 | BAXTER\todd.deboer | 211 | FIT-1590 | FIT-203 | 1IE03-1IE47 | {AC26B5F7-C285-4069-BB14-BBA533F20F07}
2625 | wMAIN-4191 | IE | 1998 JMS ADDITION IMPROVEMENTS | 1999 | Cherrywood Dr | Inglewood Dr | Cherrywood Dr | 3.5001 | PVC | 6 |  | 75 | 140 | 490.0174 | 49.0017 | 80.8529 | 619.8721 | 50 |  | Potable | 1 | 1 | 1 | 1 | 2011-11-08 15:18 | BAXTER\todd.deboer | 211 | FIT-202 | V-586 | 1IE48-1IE07 | {ADB745C4-ED33-4332-8064-72B9B68A7709}
2626 | wMAIN-4192 | IE | 1998 JMS ADDITION IMPROVEMENTS | 1999 | Cherrywood Dr | Edmonton Rd | Cherrywood Dr | 66.9998 | PVC | 8 |  | 75 | 160 | 10719.9643 | 1071.9964 | 1768.7941 | 13560.7549 | 50 | CONNECTED TO EXISTING | Potable | 1 | 1 | 1 | 1 | 2011-11-08 15:18 | BAXTER\todd.deboer | 211 | FIT-1590 | FIT-1902 | 1IE03-1IE04 | {73439263-F974-4F54-BD29-77D115703441}
2627 | wMAIN-4193 | IE | CHERRYWOOD, CHARLES | 1999 | Cherrywood Dr | Inglewood Dr | Cherrywood Dr | 40.001 | PVC | 6 |  | 75 | 140 | 5600.1414 | 560.0141 | 924.0233 | 7084.1789 | 50 |  | Potable | 1 | 1 | 1 | 1 | 2011-11-08 15:18 | BAXTER\todd.deboer | 146 | FIT-1587 | FIT-878 | 1IE25-1IE42 | {2A8D3044-FA5A-4BE8-B18B-4929F1148F48}
2628 | wMAIN-4194 | NC | WHITE SAND NORTH SUBDIVISION IMPROVEMENTS PHASE 1 | 1995 | Camden Rd | Northwoods Dr | Cottage Grove Dr | 26.0557 | PVC | 6 |  | 75 | 140 | 3647.7913 | 364.7791 | 601.8856 | 4614.456 | 46 |  | Potable | 1 | 1 | 1 | 1 | 2011-11-08 15:18 | BAXTER\todd.deboer | 297 | V-570 | FIT-1900 | 1NC11-1NC12 | {457E80C0-6B71-4B44-A267-A84EEE26F0B7}
2629 | wMAIN-4195 | NC | WHITE SAND NORTH SUBDIVISION IMPROVEMENTS PHASE 1 | 1995 | Camden Rd | Cottage Grove Ter | Camden Rd | 42.4103 | PVC | 6 |  | 75 | 140 | 5937.4375 | 593.7437 | 979.6772 | 7510.8584 | 46 |  | Potable | 1 | 1 | 1 | 1 | 2011-11-08 15:18 | BAXTER\todd.deboer | 297 | FIT-1615 | FIT-1614 | 1NC10-1NC13 | {DAC818F0-3B5E-4AC8-A033-A8137122F301}
2630 | wMAIN-4199 | ND | SEWER AND WATER IMPROVEMENTS | 1989 | Memorywood Dr | Cottage Grove Ter | Circle Pines Rd | 295.9335 | PVC | 10 |  | 75 | 180 | 53268.028 | 5326.8028 | 8789.2246 | 67384.0554 | 40 |  | Potable | 1 | 1 | 1 | 1 | 2021-03-08 13:15 | BAXTER\tdeboer | 280 | wFIT-1631 | wFIT-1630 | 1ND11-1ND01 | {F9CFA493-E78A-4A54-B69C-24D72AAFB776}
2631 | wMAIN-4200 | ND | WHITE SAND WEST WATER AND SEWER IMPROVEMENTS | 1993 | Circle Pines Rd | Cedar Senic Rd | Memorywood Dr | 3.5344 | PVC | 6 |  | 75 | 140 | 494.8114 | 49.4811 | 81.6439 | 625.9365 | 44 |  | Potable | 1 | 1 | 1 | 1 | 2021-03-08 12:38 | BAXTER\tdeboer | 300 | wFIT-1631 | wVLV-547 | 1ND11-1OD19 | {EEAB4D33-AA91-4BB2-ABE9-9CB2DAFBC2FA}
2632 | wMAIN-4201 | IE | SEWER AND WATER IMPROVEMENTS | 1989 | Cherrywood Dr | Inglewood Dr | Cherrywood Dr | 5.0002 | PVC | 8 |  | 75 | 160 | 800.0304 | 80.003 | 132.005 | 1012.0384 | 40 | CONNECTED TO EXISTING | Potable | 1 | 1 | 1 | 1 | 2011-11-08 15:18 | BAXTER\todd.deboer | 280 | V-533 | FIT-1287 | 1IE12-1IE26 | {3368C705-E192-4C26-B8A1-0C74CD62B668}
2633 | wMAIN-4202 | KE | SEWER AND WATER IMPROVEMENTS | 1989 | Kenwood Ct | Kenwood Dr | None | 8 | PVC | 8 |  | 75 | 160 | 1280.0031 | 128.0003 | 211.2005 | 1619.2039 | 40 |  | Potable | 1 | 1 | 1 | 1 | 2011-11-08 15:18 | BAXTER\todd.deboer | 280 | FIT-1598 | V-521 | 1KE02-1KE03 | {A1E6DADD-DA8D-48A7-8F11-32D729571996}
2634 | wMAIN-4203 | KE | SEWER AND WATER IMPROVEMENTS | 1989 | Kenwood Ct | Kenwood Dr | None | 55.1181 | PVC | 8 |  | 75 | 160 | 8818.8965 | 881.8896 | 1455.1179 | 11155.9041 | 40 |  | Potable | 1 | 1 | 1 | 1 | 2011-11-08 15:18 | BAXTER\todd.deboer | 280 | V-521 | FIT-1597 | 1KE03-1KE04 | {42ACA49F-4F46-4610-9440-DA22C9CD9863}
2635 | wMAIN-4204 | MC | SEWER AND WATER IMPROVEMENTS | 1989 | Memorywood Dr | Mesa Oak Dr | Cottage Grove Ter | 2.453 | PVC | 10 |  | 75 | 180 | 441.5486 | 44.1549 | 72.8555 | 558.559 | 40 |  | Potable | 1 | 1 | 1 | 1 | 2021-03-08 11:31 | BAXTER\tdeboer | 280 | wFIT-1612 | wVLV-505 | 1MC04-1MC07 | {2FBE108D-9E34-4F1A-9C56-77914825A81D}
2636 | wMAIN-4205 | MC | 2006 CLEARWATER ROAD IMPROVEMENTS | 2006 | Clearwater Rd | Memorywood Dr | Lynndale Dr | 14.9945 | PVC | 10 |  | 75 | 180 | 2699.0077 | 269.9008 | 445.3363 | 3414.2447 | 57 |  | Potable | 1 | 1 | 1 | 1 | 2021-03-08 11:22 | BAXTER\tdeboer | 152 | wVLV-517 | wFIT-1607 | 1MC11-1MC12 | {32CEC6F5-5E9D-4E2F-B0EC-5F52865BC931}
2637 | wMAIN-4207 | MC | SEWER AND WATER IMPROVEMENTS | 1989 | Memorywood Dr | Clearwater Rd | Mesa Oak Dr | 465.0046 | PVC | 10 |  | 75 | 180 | 83700.8256 | 8370.0826 | 13810.6362 | 105881.5444 | 40 |  | Potable | 1 | 1 | 1 | 1 | 2021-03-08 11:26 | BAXTER\tdeboer | 280 | wFIT-1609 | wVLV-517 | 1MC08-1MC11 | {3678B0AE-4619-4E78-84C8-E65B8F5609D4}
2638 | wMAIN-4208 | NC | SEWER AND WATER IMPROVEMENTS | 1989 | Memorywood Dr | Mesa Oak Dr | Cottage Grove Ter | 2.5316 | PVC | 10 |  | 75 | 180 | 455.6953 | 45.5695 | 75.1897 | 576.4546 | 40 |  | Potable | 1 | 1 | 1 | 1 | 2021-03-08 12:30 | BAXTER\tdeboer | 280 | wFIT-1627 | wVLV-516 | 1NC01-1NC07 | {6B74835C-9BE2-4D9E-B556-B1D92E77A658}
2639 | wMAIN-4209 | NG | SEWER AND WATER IMPROVEMENTS | 1989 | Memorywood Dr | Travine Dr | Oak St | 3.4816 | PVC | 10 |  | 75 | 180 | 626.688 | 62.6688 | 103.4035 | 792.7604 | 40 |  | Potable | 1 | 1 | 1 | 1 | 2021-03-08 12:49 | BAXTER\tdeboer | 280 | wFIT-1655 | wVLV-491 | 1NG01-1NG03 | {FC1E40FF-CFEE-415E-B20F-2FB1D3FD248F}
2640 | wMAIN-4210 | ND | SEWER AND WATER IMPROVEMENTS | 1989 | Memorywood Dr | Cottage Grove Ter | Circle Pines Rd | 3.5867 | PVC | 10 |  | 75 | 180 | 645.6085 | 64.5609 | 106.5254 | 816.6948 | 40 |  | Potable | 1 | 1 | 1 | 1 | 2021-03-08 12:36 | BAXTER\tdeboer | 280 | wFIT-1630 | wVLV-512 | 1ND01-1ND07 | {D0290938-F237-4D7D-8214-B9A4D72A75EF}
2641 | wMAIN-4211 | DF | 1988 INDUSTRIAL PARK IMPROVEMENTS | 1989 | Transportation Dept | None | None | 82.1639 | PVC | 12 |  | 75 | 200 | 16432.7712 | 1643.2771 | 2711.4073 | 20787.4556 | 40 |  | Potable | 1 | 1 | 1 | 1 | 2021-03-17 08:58 | BAXTER\tdeboer | 104 | wFIT-1335 | wFIT-1541 | 1DF10-1DF07 | {63031D53-CA0D-4603-B4C4-CE999E39DF4B}
2642 | wMAIN-4212 | DC | 1996 GOLF COURSE DRIVE IMPROVEMENTS | 1996 | Golf Course Dr | Office Max | Clearwater Rd | 293.9998 | PVC | 10 |  | 75 | 180 | 52919.9691 | 5291.9969 | 8731.7949 | 66943.7609 | 47 |  | Potable | 1 | 1 | 1 | 1 | 2011-11-08 15:18 | BAXTER\todd.deboer | 186 | FIT-1465 | FIT-1463 | 1DC11-1DB08 | {D2ED47F2-1C45-4293-A54D-4E66F2C5D8A0}
2643 | wMAIN-4213 | EA | EXCELSIOR ROAD EXTENSION, JACKSON STREET AND FRONTAGE ROAD IMPROVEMENTS | 1993 | Edgewood Dr | North Pointe Centre | Woida Rd | 456.9941 | PVC | 10 |  | 75 | 180 | 82258.9406 | 8225.8941 | 13572.7252 | 104057.5598 | 44 |  | Potable | 1 | 1 | 1 | 1 | 2011-11-08 15:18 | BAXTER\todd.deboer | 176 | FIT-1493 | FIT-1490 | 1EA09-1EA12 | {C3364781-B61D-46EC-B9FE-910DD032466C}
2644 | wMAIN-4214 | EB | EXCELSIOR ROAD EXTENSION, JACKSON STREET AND FRONTAGE ROAD IMPROVEMENTS | 1993 | Edgewood Dr | Best Buy | Clearwater Rd | 3.9999 | PVC | 10 |  | 75 | 180 | 719.9742 | 71.9974 | 118.7957 | 910.7674 | 44 |  | Potable | 1 | 1 | 1 | 1 | 2011-11-08 15:18 | BAXTER\todd.deboer | 176 | FIT-1501 | V-451 | 1EB01-1EB07 | {8A67FBBD-0890-4B79-932B-A212F14D94FF}
2645 | wMAIN-4215 | EA | EXCELSIOR ROAD EXTENSION, JACKSON STREET AND FRONTAGE ROAD IMPROVEMENTS | 1993 | Edgewood Dr | North Pointe Centre | Woida Rd | 6.0003 | PVC | 10 |  | 75 | 180 | 1080.0477 | 108.0048 | 178.2079 | 1366.2604 | 44 |  | Potable | 1 | 1 | 1 | 1 | 2011-11-08 15:18 | BAXTER\todd.deboer | 176 | V-447 | FIT-1979 | 1EA18-1EA19 | {BAFF555D-86D6-4EC3-A54E-55D63C40F134}
2646 | wMAIN-4216 | EA | EXCELSIOR ROAD EXTENSION, JACKSON STREET AND FRONTAGE ROAD IMPROVEMENTS | 1993 | Edgewood Dr | North Pointe Centre | Woida Rd | 367.9999 | PVC | 10 |  | 75 | 180 | 66239.9778 | 6623.9978 | 10929.5963 | 83793.5719 | 44 |  | Potable | 1 | 1 | 1 | 1 | 2013-05-15 15:01 | BAXTER\todd.deboer | 176 | wFIT-1490 | wFIT-1488 | 1EA12-1EA15 | {746C099E-6899-48CC-964D-09151CF31493}
2647 | wMAIN-4217 | EB | EXCELSIOR ROAD EXTENSION, JACKSON STREET AND FRONTAGE ROAD IMPROVEMENTS | 1993 | Edgewood Dr | Kirkwood Ln | North Pointe Centre | 161.7911 | PVC | 10 |  | 75 | 180 | 29122.3948 | 2912.2395 | 4805.1951 | 36839.8295 | 44 |  | Potable | 1 | 1 | 1 | 1 | 2012-08-14 10:04 | BAXTER\todd.deboer | 176 | wVLV-445 | wFIT-296 | 1EB15-1EB66 | {3902548E-9BB0-4C11-84C7-7F0403BEBF5D}
2648 | wMAIN-4218 | AD | EXCELSIOR ROAD EXTENSION, JACKSON STREET AND FRONTAGE ROAD IMPROVEMENTS | 1993 | Excelsior Rd | Conservation Dr | Baxter Dr | 4 | PVC | 10 |  | 75 | 180 | 719.9966 | 71.9997 | 118.7994 | 910.7957 | 44 |  | Potable | 1 | 1 | 1 | 1 | 2011-11-08 15:18 | BAXTER\todd.deboer | 176 | FIT-1981 | V-435 | 1AD13-1AD23 | {8D81EDC7-27F8-4B9E-B9F8-6FE125D96109}
2649 | wMAIN-4219 | CD | 1977 MUNICIPAL SANITARY SEWER AND WATER SYSTEMS CONSTRUCTION | 1977 | Excelsior Rd | Cypress Dr | Fairview Rd | 4.8639 | DIP | 12 |  | 75 | 200 | 972.7891 | 97.2789 | 160.5102 | 1230.5782 | 28 |  | Potable | 1 | 1 | 1 | 1 | 2011-11-08 15:18 | BAXTER\todd.deboer | 100 | FIT-1518 | V-389 | 1CD14-1CD10 | {7AFEC935-172B-4D65-B221-E01C4D56FA81}
2650 | wMAIN-4220 | AD | EXCELSIOR ROAD EXTENSION, JACKSON STREET AND FRONTAGE ROAD IMPROVEMENTS | 1993 | Excelsior Rd | Broadmor Dr | Conservation Dr | 3.9999 | PVC | 10 |  | 75 | 180 | 719.9751 | 71.9975 | 118.7959 | 910.7685 | 44 |  | Potable | 1 | 1 | 1 | 1 | 2011-11-08 15:18 | BAXTER\todd.deboer | 176 | V-433 | FIT-1981 | 1AD12-1AD13 | {16826784-61A7-437C-BE3E-5C71D9B2E9C0}
2651 | wMAIN-4221 | AD | EXCELSIOR ROAD EXTENSION, JACKSON STREET AND FRONTAGE ROAD IMPROVEMENTS | 1993 | Excelsior Rd | Conservation Dr | Baxter Dr | 12 | PVC | 10 |  | 75 | 180 | 2159.9937 | 215.9994 | 356.399 | 2732.392 | 44 |  | Potable | 1 | 1 | 1 | 1 | 2011-11-08 15:18 | BAXTER\todd.deboer | 176 | V-435 | FIT-1507 | 1AD23-1AD24 | {68570F05-2F3A-4AEC-97C9-DD502FE7EFFB}
2652 | wMAIN-4222 | BD | EXCELSIOR ROAD EXTENSION, JACKSON STREET AND FRONTAGE ROAD IMPROVEMENTS | 1993 | Excelsior Rd | Cypress Dr | Broadmor Dr | 6.0002 | PVC | 10 |  | 75 | 180 | 1080.0377 | 108.0038 | 178.2062 | 1366.2477 | 44 |  | Potable | 1 | 1 | 1 | 1 | 2011-11-08 15:18 | BAXTER\todd.deboer | 176 | V-429 | FIT-1512 | 1BD07-1BD08 | {72613DAD-9AD9-454D-8868-ED927D9785B4}
2653 | wMAIN-4223 | CD | EXCELSIOR ROAD EXTENSION, JACKSON STREET AND FRONTAGE ROAD IMPROVEMENTS | 1993 | Excelsior Rd | Cypress Dr | Broadmor Dr | 2.9998 | PVC | 10 |  | 75 | 180 | 539.9566 | 53.9957 | 89.0928 | 683.0451 | 44 |  | Potable | 1 | 1 | 1 | 1 | 2011-11-08 15:18 | BAXTER\todd.deboer | 176 | FIT-1518 | V-441 | 1CD14-1CD15 | {5F15EB74-AEE9-401F-9A7E-B1216B2F0289}
2654 | wMAIN-4224 | BG | GREENWOOD SOUTH SEWER AND WATER IMPROVEMENTS | 1994 | Basswood Rd | College Rd | Cypress Dr | 2.183 | PVC | 6 |  | 75 | 140 | 305.6186 | 30.5619 | 50.4271 | 386.6075 | 45 |  | Potable | 1 | 1 | 1 | 1 | 2021-03-16 15:45 | BAXTER\tdeboer | 120 | wFIT-1549 | wVLV-422 | 1BG15-1BG18 | {DBB1C0F4-C696-4B16-8F63-05157233104A}
2655 | wMAIN-4225 | BG | GREENWOOD SOUTH SEWER AND WATER IMPROVEMENTS | 1994 | Basswood Rd | College Rd | Cypress Dr | 95.782 | PVC | 6 |  | 75 | 140 | 13409.4748 | 1340.9475 | 2212.5633 | 16962.9856 | 45 |  | Potable | 1 | 1 | 1 | 1 | 2021-03-16 15:44 | BAXTER\tdeboer | 120 | wVLV-422 | wFIT-1892 | 1BG18-1BG19 | {81310549-D432-45A2-AA17-4024C906B7A6}
2656 | wMAIN-4226 | BG | GREENWOOD SOUTH SEWER AND WATER IMPROVEMENTS | 1994 | Basswood Rd | College Rd | Cypress Dr | 9.0001 | PVC | 6 |  | 75 | 140 | 1260.0105 | 126.001 | 207.9017 | 1593.9132 | 45 |  | Potable | 1 | 1 | 1 | 1 | 2011-11-08 15:18 | BAXTER\todd.deboer | 120 | FIT-1547 | V-418 | 1BG13-BG14 | {8007CC25-F16C-4716-9140-8B21CA6762C4}
2657 | wMAIN-4227 | CG | 1993 INDUSTRIAL PARK IMPROVEMENTS | 1995 | Goedderz Rd | Dogwood Dr | Industrial Park Rd | 57.9999 | PVC | 8 |  | 75 | 160 | 9279.9821 | 927.9982 | 1531.1971 | 11739.1774 | 46 |  | Potable | 1 | 1 | 1 | 1 | 2011-11-08 15:18 | BAXTER\todd.deboer | 200 | FIT-1554 | V-411 | 1CG20-1CG19 | {97B5E8A9-497D-4FFC-A958-C753F1F828F9}
2658 | wMAIN-4228 | CF | 1993 INDUSTRIAL PARK IMPROVEMENTS | 1995 | Dogwood Dr | Industrial Park Rd | Goedderz Rd | 634.9999 | PVC | 8 |  | 75 | 160 | 101599.9774 | 10159.9977 | 16763.9963 | 128523.9714 | 46 |  | Potable | 1 | 1 | 1 | 1 | 2021-03-17 09:14 | BAXTER\tdeboer | 200 | wFIT-1543 | wVLV-416 | 1CF01-1CF04 | {471D513C-E36F-4BA8-9984-75BC11A2350D}
2659 | wMAIN-4229 | DG | 1993 INDUSTRIAL PARK IMPROVEMENTS | 1995 | Goedderz Rd | Dogwood Dr | Industrial Park Rd | 443.4832 | PVC | 8 |  | 75 | 160 | 70957.3116 | 7095.7312 | 11707.9564 | 89760.9991 | 46 |  | Potable | 1 | 1 | 1 | 1 | 2011-11-08 15:18 | BAXTER\todd.deboer | 200 | FIT-1556 | FIT-1554 | 1DG26-1CG20 | {8FDA03CB-21A8-4C6F-AF2D-846F8ED68497}
2660 | wMAIN-4230 | CG | 1993 INDUSTRIAL PARK IMPROVEMENTS | 1995 | Goedderz Rd | Dogwood Dr | Industrial Park Rd | 4.0001 | PVC | 8 |  | 75 | 160 | 640.0105 | 64.001 | 105.6017 | 809.6132 | 46 |  | Potable | 1 | 1 | 1 | 1 | 2011-11-08 15:18 | BAXTER\todd.deboer | 200 | V-411 | FIT-1553 | 1CG19-1CG18 | {A35322B9-044E-4DE1-9CA9-97F9C3B549EA}
2661 | wMAIN-4231 | EC | 1977 MUNICIPAL SANITARY SEWER AND WATER SYSTEMS CONSTRUCTION | 1977 | Edgewood Dr | Jersey Mike's Subs | None | 82.5277 | DIP | 10 |  | 75 | 180 | 14854.9902 | 1485.499 | 2451.0734 | 18791.5626 | 28 |  | Potable | 1 | 1 | 1 | 1 | 2011-11-08 15:18 | BAXTER\todd.deboer | 100 | V-401 | FIT-187 | 1EC17-1EC19 | {7E545D82-3362-4BFA-ADC9-5EC4C792886C}
2662 | wMAIN-4232 | AD | 1977 MUNICIPAL SANITARY SEWER AND WATER SYSTEMS CONSTRUCTION | 1977 | First Western Bank & Trust | None | None | 3 | DIP | 12 |  | 75 | 200 | 599.996 | 59.9996 | 98.9993 | 758.9949 | 28 | STUB EAST | Potable | 1 | 1 | 1 | 1 | 2011-11-08 15:18 | BAXTER\todd.deboer | 100 | FIT-1513 | FIT-649 | 1AD08-1AD11 | {B3A8A2B0-5D84-4976-904D-F64A9C310AB5}
2663 | wMAIN-4233 | DD | 1977 MUNICIPAL SANITARY SEWER AND WATER SYSTEMS CONSTRUCTION | 1977 | Excelsior Rd | Dellwood Dr | Kohl's | 180.8298 | DIP | 12 |  | 75 | 200 | 36165.9504 | 3616.595 | 5967.3818 | 45749.9273 | 28 |  | Potable | 1 | 1 | 1 | 1 | 2011-11-08 15:18 | BAXTER\todd.deboer | 100 | FIT-1523 | FIT-1714 | 1DD12-1DD56 | {BDC47E1B-3ECC-44D2-9540-C898267D4A3A}
2664 | wMAIN-4234 | DD | 1977 MUNICIPAL SANITARY SEWER AND WATER SYSTEMS CONSTRUCTION | 1977 | Excelsior Rd | Golf Course Dr | Super One Foods | 31.5441 | DIP | 12 |  | 75 | 200 | 6308.8104 | 630.881 | 1040.9537 | 7980.6452 | 28 |  | Potable | 1 | 1 | 1 | 1 | 2011-11-08 15:18 | BAXTER\todd.deboer | 100 | V-395 | FIT-1522 | 1DD19-1CD01 | {89D17AE3-A794-4C0D-97E1-0007B520C567}
2665 | wMAIN-4235 | DD | 1977 MUNICIPAL SANITARY SEWER AND WATER SYSTEMS CONSTRUCTION | 1977 | Excelsior Rd | Kohl's | Golf Course Dr | 5 | DIP | 12 |  | 75 | 200 | 999.996 | 99.9996 | 164.9993 | 1264.995 | 28 |  | Potable | 1 | 1 | 1 | 1 | 2011-11-08 15:18 | BAXTER\todd.deboer | 100 | V-396 | FIT-1985 | 1DD15-1DD16 | {0FA2AAB0-5AC5-4885-8F06-5141CA8BC3ED}
2666 | wMAIN-4236 | CD | 1977 MUNICIPAL SANITARY SEWER AND WATER SYSTEMS CONSTRUCTION | 1977 | Excelsior Rd | Golf Course Dr | Super One Foods | 412.0001 | DIP | 12 |  | 75 | 200 | 82400.0224 | 8240.0022 | 13596.0037 | 104236.0283 | 28 |  | Potable | 1 | 1 | 1 | 1 | 2011-11-08 15:18 | BAXTER\todd.deboer | 100 | FIT-1522 | FIT-1521 | 1CD01-1CD04 | {3412A66A-849E-442B-A4D6-95D5BC5265BD}
2667 | wMAIN-4237 | CD | 1977 MUNICIPAL SANITARY SEWER AND WATER SYSTEMS CONSTRUCTION | 1977 | Excelsior Rd | Golf Course Dr | Super One Foods | 459.9999 | DIP | 12 |  | 75 | 200 | 91999.9765 | 9199.9976 | 15179.9961 | 116379.9702 | 28 |  | Potable | 1 | 1 | 1 | 1 | 2020-06-15 11:35 | BAXTER\tdeboer | 100 | wFIT-1521 | wFIT-1520 | 1CD04-1CD07 | {F6A925B5-0905-4020-B41B-F3A603B53B37}
2668 | wMAIN-4238 | CD | 1977 MUNICIPAL SANITARY SEWER AND WATER SYSTEMS CONSTRUCTION | 1977 | Excelsior Rd | Cypress Dr | Fairview Rd | 4.0001 | DIP | 12 |  | 75 | 200 | 800.0273 | 80.0027 | 132.0045 | 1012.0346 | 28 |  | Potable | 1 | 1 | 1 | 1 | 2011-11-08 15:18 | BAXTER\todd.deboer | 100 | V-389 | FIT-1519 | 1CD10-1CD11 | {51E15460-D445-4F72-9448-C4322C1DBE32}
2669 | wMAIN-4239 | CD | 1977 MUNICIPAL SANITARY SEWER AND WATER SYSTEMS CONSTRUCTION | 1977 | Excelsior Rd | Cypress Dr | Fairview Rd | 4.0001 | DIP | 12 |  | 75 | 200 | 800.0279 | 80.0028 | 132.0046 | 1012.0353 | 28 |  | Potable | 1 | 1 | 1 | 1 | 2011-11-08 15:18 | BAXTER\todd.deboer | 100 | FIT-1519 | V-390 | 1CD11-1CD13 | {E0814627-A60E-4EF2-9505-72E1D72C5367}
2670 | wMAIN-4240 | DD | 1977 MUNICIPAL SANITARY SEWER AND WATER SYSTEMS CONSTRUCTION | 1977 | Excelsior Rd | Golf Course Dr | Super One Foods | 4.9999 | DIP | 12 |  | 75 | 200 | 999.9803 | 99.998 | 164.9967 | 1264.975 | 28 |  | Potable | 1 | 1 | 1 | 1 | 2011-11-08 15:18 | BAXTER\todd.deboer | 100 | FIT-1985 | V-395 | 1DD16-1DD19 | {BA3B53AD-AD89-424D-A08B-5B81C897FDE2}
2671 | wMAIN-4241 | AD | 1977 MUNICIPAL SANITARY SEWER AND WATER SYSTEMS CONSTRUCTION | 1977 | Fairview Rd | Westport Shopping Center | Paul Bunyan Trl | 655.8077 | DIP | 12 |  | 75 | 200 | 131161.5389 | 13116.1539 | 21641.6539 | 165919.3467 | 28 |  | Potable | 1 | 1 | 1 | 1 | 2011-11-08 15:18 | BAXTER\todd.deboer | 100 | FIT-1516 | FIT-1515 | 1BD01-1AD01 | {BE6BDA82-5796-45E7-98A5-5268114F36AF}
2672 | wMAIN-4242 | AD | 1977 MUNICIPAL SANITARY SEWER AND WATER SYSTEMS CONSTRUCTION | 1977 | Fairview Rd | Westport Shopping Center | Paul Bunyan Trl | 8.0001 | DIP | 12 |  | 75 | 200 | 1600.0235 | 160.0023 | 264.0039 | 2024.0297 | 28 |  | Potable | 1 | 1 | 1 | 1 | 2011-11-08 15:18 | BAXTER\todd.deboer | 100 | FIT-1515 | V-388 | 1AD01-1AD04 | {C128BF1D-EED8-44C9-83CA-88069F177F58}
2673 | wMAIN-4243 | KH | SOUTHDALE UTILITY EXTENSION AND KENWOOD DRIVE IMPROVEMENTS | 1987 | Parkwood Dr | Mountain Ash Dr | Kingwood Dr | 3.0001 | PVC | 6 |  | 75 | 140 | 420.0158 | 42.0016 | 69.3026 | 531.3199 | 38 |  | Potable | 1 | 1 | 1 | 1 | 2011-11-08 15:18 | BAXTER\todd.deboer | 267 | FIT-1049 | V-1673 | 1KH06-1KH09 | {95D7C27C-4E0A-49C5-8346-77B00EBB9B6D}
2674 | wMAIN-4244 | LI | WEDGEWOOD AND OAK STREET IMPROVEMENTS | 1992 | Lakewood Ln | Wedgewood Rd | Mountain Ash Dr | 2 | PVC | 8 |  | 75 | 160 | 320.0002 | 32 | 52.8 | 404.8002 | 43 |  | Potable | 1 | 1 | 1 | 1 | 2011-11-08 15:18 | BAXTER\todd.deboer | 289 | FIT-1664 | FIT-407 | 1LI21-1LI24 | {51159977-143F-426E-9B8A-BE1703E83958}
2675 | wMAIN-4245 | FG | 2000 GLORY ROAD IMPROVEMENTS | 2000 | Glory Rd | Homestead Dr | Falcon Dr | 145.1584 | PVC | 8 |  | 75 | 160 | 23225.3495 | 2322.5349 | 3832.1827 | 29380.0671 | 51 |  | Potable | 1 | 1 | 1 | 1 | 2011-11-08 15:18 | BAXTER\todd.deboer | 185 |  |  | 1FG01-1FG08 | {F5A733F5-58E7-4442-803C-9809EAAA92CA}
2676 | wMAIN-4246 | GD | GRAND OAKS TOWNHOMES | 2004 | Grand Oaks Dr | Grand Oaks Townhomes | None | 215.3611 | PVC | 8 |  | 75 | 160 | 34457.7686 | 3445.7769 | 5685.5318 | 43589.0773 | 55 |  | Potable | 1 | 1 | 1 | 1 | 2011-11-08 15:18 | BAXTER\todd.deboer |  | V-308 | FIT-359 | 1GD27-1GD28 | {7D4E3DBE-6051-48FE-820F-76E5C54C314B}
2677 | wMAIN-4246 | GD | GRAND OAKS TOWNHOMES | 2004 | Grand Oaks Dr | Grand Oaks Townhomes | None | 15.0031 | PVC | 8 |  | 75 | 160 | 2400.5016 | 240.0502 | 396.0828 | 3036.6345 | 55 |  | Potable | 1 | 1 | 1 | 1 | 2011-11-08 15:18 | BAXTER\todd.deboer |  | V-308 | FIT-359 | 1GD27-1GD28 | {98E16FDB-B720-4916-8FBA-706D32B03E38}
2678 | wMAIN-4249 | DC | AMERICINN | 1992 | Days Inn & Suites | Dellwood Dr | None | 134.7103 | PVC | 6 |  | 75 | 140 | 18859.4364 | 1885.9436 | 3111.807 | 23857.1871 | 43 |  | Potable | 1 | 1 | 1 | 1 | 2011-11-08 15:18 | BAXTER\todd.deboer |  | FIT-360 | FIT-358 | 1DC47-1DC48 | {9890ADBF-FA79-4427-B653-CAA4EE9A72BA}
2679 | wMAIN-4251 | DC | 1977 MUNICIPAL SANITARY SEWER AND WATER SYSTEMS CONSTRUCTION | 1977 | Dellwood Dr | Clearwater Rd | Days Inn & Suites | 28.7337 | DIP | 10 |  | 75 | 180 | 5172.0627 | 517.2063 | 853.3904 | 6542.6594 | 28 |  | Potable | 1 | 1 | 1 | 1 | 2011-11-08 15:18 | BAXTER\todd.deboer | 100 | FIT-360 | V-1239 | 1DC47-1DC23 | {E03B1725-A642-4D9F-A962-074EDF9E951B}
2680 | wMAIN-4252 | GB | CLEARWATER APARTMENTS | 2005 | Clearwater Apartments | None | None | 120.515 | PVC | 8 |  | 75 | 160 | 19282.4015 | 1928.2401 | 3181.5962 | 24392.2379 | 56 |  | Potable | 1 | 1 | 1 | 1 | 2011-11-08 15:18 | BAXTER\todd.deboer |  | FIT-354 | FIT-353 | 1GB63-1GB64 | {701C58AE-39AE-4879-8BD7-D81ACE0DCBDE}
2681 | wMAIN-4254 | GB | CLEARWATER APARTMENTS | 2005 | Clearwater Apartments | None | None | 149.9862 | PVC | 8 |  | 75 | 160 | 23997.7991 | 2399.7799 | 3959.6369 | 30357.2159 | 56 |  | Potable | 1 | 1 | 1 | 1 | 2011-11-08 15:18 | BAXTER\todd.deboer |  | FIT-354 | FIT-351 | 1GB63-1GB74 | {9B52DCE1-4C62-46A6-B20C-3CCC0FCC4EFD}
2682 | wMAIN-4255 | GC | CLEARWATER APARTMENTS | 2005 | Clearwater Apartments | None | None | 5.9445 | PVC | 8 |  | 75 | 160 | 951.1167 | 95.1117 | 156.9343 | 1203.1626 | 56 |  | Potable | 1 | 1 | 1 | 1 | 2011-11-08 15:18 | BAXTER\todd.deboer |  |  | FIT-357 | 1GC34-1GC35 | {4D0D81BC-3BB2-4F88-B7C1-C727A0CDAF4B}
2683 | wMAIN-4256 | GC | CLEARWATER APARTMENTS | 2005 | Clearwater Apartments | None | None | 6.0002 | PVC | 4 |  | 75 | 100 | 600.018 | 60.0018 | 99.003 | 759.0227 | 56 |  | Potable | 1 | 1 | 1 | 1 | 2011-11-08 15:18 | BAXTER\todd.deboer |  | V-301 |  | 1GC37-BLDG | {15CECA68-3B52-4A4E-998B-E95BBE96A201}
2684 | wMAIN-4258 | GB | CLEARWATER APARTMENTS | 2005 | Clearwater Apartments | None | None | 20.013 | PVC | 8 |  | 75 | 160 | 3202.0741 | 320.2074 | 528.3422 | 4050.6237 | 56 |  | Potable | 1 | 1 | 1 | 1 | 2011-11-08 15:18 | BAXTER\todd.deboer |  | V-299 | FIT-354 | 1GB62-1GB63 | {91CF2958-1BFF-4F8E-BBBA-C7A435D47A8E}
2685 | wMAIN-4262 | GB | CLEARWATER APARTMENTS | 2005 | Clearwater Apartments | None | None | 3.8563 | PVC | 8 |  | 75 | 160 | 617.0001 | 61.7 | 101.805 | 780.5052 | 56 |  | Potable | 1 | 1 | 1 | 1 | 2011-11-08 15:18 | BAXTER\todd.deboer |  | FIT-353 | FIT-355 | 1GB64-1GB65 | {980C1A54-8066-4D86-84AC-D2B4E7A57712}
2686 | wMAIN-4263 | GB | CLEARWATER APARTMENTS | 2005 | Clearwater Apartments | None | None | 16.9999 | PVC | 8 |  | 75 | 160 | 2719.9884 | 271.9988 | 448.7981 | 3440.7853 | 56 |  | Potable | 1 | 1 | 1 | 1 | 2011-11-08 15:18 | BAXTER\todd.deboer |  | FIT-346 | V-298 | 1GB71-1GB72 | {21080654-41EE-4D58-882D-F0F3A83DFA15}
2687 | wMAIN-4264 | GB | CLEARWATER APARTMENTS | 2005 | Clearwater Apartments | None | None | 7.082 | PVC | 8 |  | 75 | 160 | 1133.1244 | 113.3124 | 186.9655 | 1433.4023 | 56 |  | Potable | 1 | 1 | 1 | 1 | 2011-11-08 15:18 | BAXTER\todd.deboer |  | FIT-345 | V-299 | 1GB13-1GB62 | {CA49E21B-7565-4814-9028-59A964861F80}
2688 | wMAIN-4265 | GC | CLEARWATER APARTMENTS | 2005 | Clearwater Apartments | None | None | 34.0003 | PVC | 8 |  | 75 | 160 | 5440.04 | 544.004 | 897.6066 | 6881.6506 | 56 |  | Potable | 1 | 1 | 1 | 1 | 2011-11-08 15:18 | BAXTER\todd.deboer |  | FIT-348 | FIT-347 | 1GC41-1GC44 | {82056E37-F338-4635-8A23-1E0834A7B7D9}
2689 | wMAIN-4266 | GB | CLEARWATER APARTMENTS | 2005 | Clearwater Apartments | None | None | 83.9495 | PVC | 8 |  | 75 | 160 | 13431.9177 | 1343.1918 | 2216.2664 | 16991.3759 | 56 |  | Potable | 1 | 1 | 1 | 1 | 2011-11-08 15:18 | BAXTER\todd.deboer |  | FIT-351 | FIT-350 | 1GB74-1GC31 | {C30DC988-4FB3-479A-A6ED-65655B36C5C1}
2690 | wMAIN-4267 | GC | CLEARWATER APARTMENTS | 2005 | Clearwater Apartments | None | None | 16.0555 | PVC | 6 |  | 75 | 140 | 2247.7709 | 224.7771 | 370.8822 | 2843.4302 | 56 |  | Potable | 1 | 1 | 1 | 1 | 2011-11-08 15:18 | BAXTER\todd.deboer |  | FIT-357 | V-300 | 1GC35-1GC36 | {7F1AA6EA-5FDD-4647-A7A8-0259315BA1ED}
2691 | wMAIN-4268 | GC | CLEARWATER APARTMENTS | 2005 | Clearwater Apartments | None | None | 5.9998 | PVC | 6 |  | 75 | 140 | 839.9783 | 83.9978 | 138.5964 | 1062.5726 | 56 |  | Potable | 1 | 1 | 1 | 1 | 2011-11-08 15:18 | BAXTER\todd.deboer |  | V-300 |  | 1GC36-BLDG | {CCADB7DF-D871-42C6-98DB-0AF2BC646B56}
2692 | wMAIN-4274 | AG | HAGLIN OFFICE PARK | 2005 | Brandon Rd | Carlos Rd | Conifer Dr | 1.9735 | PVC | 8 |  | 75 | 160 | 315.7631 | 31.5763 | 52.1009 | 399.4404 | 56 |  | Potable | 1 | 1 | 1 | 1 | 2011-11-08 15:18 | BAXTER\todd.deboer | 192 | FIT-344 | V-289 | 1AG48-1AG54 | {CFEC7E8A-82C2-4D01-A619-9398991E0F69}
2693 | wMAIN-4278 | AG | HAGLIN OFFICE PARK | 2005 | Brandon Rd | Carlos Rd | Conifer Dr | 4.3675 | PVC | 8 |  | 75 | 160 | 698.804 | 69.8804 | 115.3027 | 883.9871 | 56 |  | Potable | 1 | 1 | 1 | 1 | 2011-11-08 15:18 | BAXTER\todd.deboer | 192 | FIT-339 | V-294 | 1AG66-1AG67 | {EC1FBE25-919B-46CB-8AD5-6EB95E39EE8C}
2694 | wMAIN-4279 | AG | HAGLIN OFFICE PARK | 2005 | Brandon Rd | Carlos Rd | Conifer Dr | 4.0298 | PVC | 8 |  | 75 | 160 | 644.7688 | 64.4769 | 106.3869 | 815.6326 | 56 |  | Potable | 1 | 1 | 1 | 1 | 2011-11-08 15:18 | BAXTER\todd.deboer | 192 | FIT-338 | V-295 | 1AG69-1AG70 | {1C471764-6003-40CC-AF46-EC9F0191B2C7}
2695 | wMAIN-4280 | AG | HAGLIN OFFICE PARK | 2005 | Brandon Rd | Carlos Rd | Conifer Dr | 60.3954 | PVC | 8 |  | 75 | 160 | 9663.258 | 966.3258 | 1594.4376 | 12224.0214 | 56 |  | Potable | 1 | 1 | 1 | 1 | 2011-11-08 15:18 | BAXTER\todd.deboer | 192 | V-294 | FIT-321 | 1AG67-1AG68 | {5A7EB3CF-6E38-4A47-91F3-3CFE6657332E}
2696 | wMAIN-4281 | AG | HAGLIN OFFICE PARK | 2005 | Brandon Rd | Carlos Rd | Conifer Dr | 32.0639 | PVC | 8 |  | 75 | 160 | 5130.2173 | 513.0217 | 846.4859 | 6489.7249 | 56 |  | Potable | 1 | 1 | 1 | 1 | 2011-11-08 15:18 | BAXTER\todd.deboer | 192 | V-295 | FIT-320 | 1AG70-1AG71 | {A76E8005-B485-47E1-8F63-F30B6D65B3A5}
2697 | wMAIN-4286 | AG | HAGLIN OFFICE PARK | 2005 | Highland Senic Rd | Carlos Rd | College Rd | 2.3789 | PVC | 10 |  | 75 | 180 | 428.198 | 42.8198 | 70.6527 | 541.6705 | 56 |  | Potable | 1 | 1 | 1 | 1 | 2011-11-08 15:18 | BAXTER\todd.deboer | 192 | V-292 | FIT-337 | 1AG64-1AG63 | {7E0CC931-C8CD-466D-97D7-4C75FCF740DC}
2698 | wMAIN-4287 | AG | HAGLIN OFFICE PARK | 2005 | Brandon Rd | Carlos Rd | Conifer Dr | 2.4457 | PVC | 10 |  | 75 | 180 | 440.2198 | 44.022 | 72.6363 | 556.8781 | 56 |  | Potable | 1 | 1 | 1 | 1 | 2011-11-08 15:18 | BAXTER\todd.deboer | 192 | V-291 | FIT-337 | 1AG62-1AG63 | {2FF67BDC-4832-4180-81C9-4A6D3C03C70D}
2699 | wMAIN-4288 | AG | HAGLIN OFFICE PARK | 2005 | Brandon Rd | Carlos Rd | Conifer Dr | 2.7398 | PVC | 10 |  | 75 | 180 | 493.1721 | 49.3172 | 81.3734 | 623.8627 | 56 |  | Potable | 1 | 1 | 1 | 1 | 2011-11-08 15:18 | BAXTER\todd.deboer | 192 | FIT-337 | V-293 | 1AG63-1AG65 | {123B0F75-1C99-469D-B3A4-31045182710A}
2700 | wMAIN-4289 | AG | HAGLIN OFFICE PARK | 2005 | Brandon Rd | Carlos Rd | Conifer Dr | 19.6873 | PVC | 10 |  | 75 | 180 | 3543.7179 | 354.3718 | 584.7135 | 4482.8031 | 56 |  | Potable | 1 | 1 | 1 | 1 | 2011-11-08 15:18 | BAXTER\todd.deboer | 192 | FIT-339 | FIT-338 | 1AG66-1AG69 | {E466EC86-2AD2-4EED-A696-2F4CDBF443E6}
2701 | wMAIN-4290 | AH | HAGLIN OFFICE PARK | 2005 | Brandon Rd | Carlos Rd | Conifer Dr | 21.7627 | PVC | 10 |  | 75 | 180 | 3917.2785 | 391.7278 | 646.3509 | 4955.3573 | 56 | TOP OF PIPE 1194.19 | Potable | 1 | 1 | 1 | 1 | 2011-11-08 15:18 | BAXTER\todd.deboer | 192 | FIT-336 | FIT-340 | 1AH29-1AH32 | {79B36B62-E311-4986-920D-B5BF3B1F488E}
2702 | wMAIN-4291 | AG | HAGLIN OFFICE PARK | 2005 | Conifer Dr | College Rd | Brandon Rd | 4.5489 | PVC | 8 |  | 75 | 160 | 727.817 | 72.7817 | 120.0898 | 920.6885 | 56 |  | Potable | 1 | 1 | 1 | 1 | 2011-11-08 15:18 | BAXTER\todd.deboer | 192 |  | FIT-344 | 1AG47-1AG48 | {AF09948C-4BF2-4276-9B16-1274B4F1D07B}
2703 | wMAIN-4293 | AG | HAGLIN OFFICE PARK | 2005 | Brandon Rd | Carlos Rd | Conifer Dr | 64.4805 | PVC | 8 |  | 75 | 160 | 10316.8816 | 1031.6882 | 1702.2855 | 13050.8553 | 56 |  | Potable | 1 | 1 | 1 | 1 | 2011-11-08 15:18 | BAXTER\todd.deboer | 192 | V-289 | FIT-342 | 1AG54-1AG55 | {649AC493-6344-43B9-B1F8-DC3BEED13885}
2704 | wMAIN-4294 | AD | WATERMAIN LOWERING | 2004 | First Western Bank & Trust | None | None | 7.8286 | PVC | 12 |  | 75 | 200 | 1565.7159 | 156.5716 | 258.3431 | 1980.6307 | 55 |  | Potable | 1 | 1 | 1 | 1 | 2011-11-08 15:18 | BAXTER\todd.deboer |  | FIT-331 | V-284 | 1AD70-1AD71 | {0B5C4CA7-FCFB-403F-98D2-B5EBFCA6D06D}
2705 | wMAIN-4295 | AD | WATERMAIN LOWERING | 2004 | First Western Bank & Trust | None | None | 7.5989 | PVC | 12 |  | 75 | 200 | 1519.7738 | 151.9774 | 250.7627 | 1922.5138 | 55 |  | Potable | 1 | 1 | 1 | 1 | 2011-11-08 15:18 | BAXTER\todd.deboer |  | V-284 | FIT-333 | 1AD71-1AD72 | {09B23049-F40D-4380-9853-78DF8056CC31}
2706 | wMAIN-4296 | AD | WATERMAIN LOWERING | 2004 | State Hwy 210 | First Western Bank & Trust | Mills Honda | 140.7257 | PVC | 12 |  | 75 | 200 | 28145.1335 | 2814.5133 | 4643.947 | 35603.5938 | 55 | ENCLOSED IN A 24" DIA. STEEL CASING | Potable | 1 | 1 | 1 | 1 | 2011-11-08 15:18 | BAXTER\todd.deboer |  | FIT-333 | FIT-332 | 1AD72-1AD73 | {A4181391-C51B-4C01-90B9-1B52F83ACB0B}
2707 | wMAIN-4298 | AG | HAGLIN OFFICE PARK | 2005 | Conifer Dr | College Rd | Brandon Rd | 88.4211 | PVC | 6 |  | 75 | 140 | 12378.9517 | 1237.8952 | 2042.527 | 15659.3738 | 56 |  | Potable | 1 | 1 | 1 | 1 | 2011-11-08 15:18 | BAXTER\todd.deboer | 192 | V-285 |  | 1AG08-1AG47 | {3B3DF494-CC82-4F61-815D-07E40F875934}
2708 | wMAIN-4299 | AG | HAGLIN OFFICE PARK | 2005 | Conifer Dr | Brandon Rd | None | 3.05 | PVC | 8 |  | 75 | 160 | 487.9976 | 48.7998 | 80.5196 | 617.3169 | 56 |  | Potable | 1 | 1 | 1 | 1 | 2011-11-08 15:18 | BAXTER\todd.deboer | 192 | FIT-344 | V-288 | 1AG48-1AG49 | {80083176-55B6-4853-A436-ECB6E3DF7085}
2709 | wMAIN-4300 | AG | HAGLIN OFFICE PARK | 2005 | Conifer Dr | Brandon Rd | None | 22.5712 | PVC | 8 |  | 75 | 160 | 3611.3999 | 361.14 | 595.881 | 4568.4209 | 56 |  | Potable | 1 | 1 | 1 | 1 | 2011-11-08 15:18 | BAXTER\todd.deboer | 192 | FIT-343 | FIT-341 | 1AG50-1AH33 | {A5334938-A9CF-4518-8658-3261BAFBC97B}
2713 | wMAIN-4305 | AG | HAGLIN OFFICE PARK | 2005 | Brandon Rd | Carlos Rd | Conifer Dr | 4.8887 | PVC | 10 |  | 75 | 180 | 879.9712 | 87.9971 | 145.1952 | 1113.1635 | 56 |  | Potable | 1 | 1 | 1 | 1 | 2011-11-08 15:18 | BAXTER\todd.deboer | 192 |  | V-291 | 1AG61-1AG62 | {EF22FBF9-0D32-406F-BDC9-A6F61ADFAA77}
2714 | wMAIN-4306 | AD | WESTGATE MALL SITE IMPROVEMENTS | 1978 | Westgate Mall Parking Lot | Baxter Dr | Westgate Mall | 4.0022 | DIP | 6 |  | 75 | 140 | 560.3046 | 56.0305 | 92.4503 | 708.7853 | 29 |  | Potable | 1 | 1 | 1 | 1 | 2011-11-08 15:18 | BAXTER\todd.deboer | 291 |  | V-1360 | 1AD29-1AD28 | {245D1AF0-6A3B-49F4-AA03-625D6F66B144}
2715 | wMAIN-4307 | AD | BAXTER MOVIES 10 SITE IMPROVEMENTS | 1996 | Lakees 12 Theatre | None | None | 64.9274 | PVC | 8 |  | 75 | 160 | 10388.382 | 1038.8382 | 1714.083 | 13141.3032 | 47 |  | Potable | 1 | 1 | 1 | 1 | 2015-01-28 08:49 | BAXTER\todd.deboer | 121 | wVLV-279 |  | 1AD67-BLDG | {185F7007-5300-4E2F-9630-2A95168CC015}
2716 | wMAIN-4308 | AD | BAXTER MOVIES 10 SITE IMPROVEMENTS | 1996 | Lakees 12 Theatre | None | None | 64.9274 | PVC | 3 |  | 75 | 65 | 4220.2822 | 422.0282 | 696.3466 | 5338.6569 | 47 |  | Potable | 1 | 1 | 1 | 1 | 2011-11-08 15:18 | BAXTER\todd.deboer | 121 | V-278 |  | 1AD68-BLDG | {CA3DDCF9-823A-4A01-9843-B6458AAEC448}
2717 | wMAIN-4309 | AD | BAXTER MOVIES 10 SITE IMPROVEMENTS | 1996 | Lakees 12 Theatre | None | None | 1.9065 | PVC | 8 |  | 75 | 160 | 305.042 | 30.5042 | 50.3319 | 385.8781 | 47 |  | Potable | 1 | 1 | 1 | 1 | 2011-11-08 15:18 | BAXTER\todd.deboer | 121 | FIT-324 | V-279 | 1AD30-1AD67 | {A5859BE8-0357-4022-991E-4856AB1251D5}
2718 | wMAIN-4310 | AD | BAXTER MOVIES 10 SITE IMPROVEMENTS | 1996 | Lakees 12 Theatre | None | None | 1.9065 | PVC | 3 |  | 75 | 65 | 123.924 | 12.3924 | 20.4475 | 156.7639 | 47 |  | Potable | 1 | 1 | 1 | 1 | 2011-11-08 15:18 | BAXTER\todd.deboer | 121 | FIT-316 | V-278 | 1AD65-1AD68 | {1810F374-85DC-48E8-BB88-B458D8EAE1FF}
2719 | wMAIN-4311 | AD | BAXTER MOVIES 10 SITE IMPROVEMENTS | 1996 | Lakees 12 Theatre | None | None | 2.7294 | PVC | 8 |  | 75 | 160 | 436.7064 | 43.6706 | 72.0566 | 552.4336 | 47 |  | Potable | 1 | 1 | 1 | 1 | 2011-11-08 15:18 | BAXTER\todd.deboer | 121 | FIT-316 | FIT-317 | 1AD65-1AD66 | {85674F03-ACFB-40AF-930C-0CDF711F2C55}
2720 | wMAIN-4313 | AD | WESTGATE MALL SITE IMPROVEMENTS | 1978 | Westgate Mall Parking Lot | Baxter Dr | Westgate Mall | 3.1374 | DIP | 8 |  | 75 | 160 | 501.9913 | 50.1991 | 82.8286 | 635.0189 | 29 |  | Potable | 1 | 1 | 1 | 1 | 2011-11-08 15:18 | BAXTER\todd.deboer | 291 |  |  | 1AD29-1AD64 | {24BFD0B5-29DB-4731-AD9B-3168568435A0}
2721 | wMAIN-4314 | AD | WESTGATE MALL SITE IMPROVEMENTS | 1978 | Westgate Mall | None | None | 34.1033 | DIP | 8 |  | 75 | 160 | 5456.5291 | 545.6529 | 900.3273 | 6902.5093 | 29 |  | Potable | 1 | 1 | 1 | 1 | 2011-11-08 15:18 | BAXTER\todd.deboer | 291 | FIT-941 | V-277 | 1AD42-1AD69 | {42980032-5A55-45F4-A20B-2E83C68FA254}
2722 | wMAIN-4315 | AD | WESTGATE MALL SITE IMPROVEMENTS | 1978 | Westgate Mall | None | None | 89.7787 | DIP | 8 |  | 75 | 160 | 14364.593 | 1436.4593 | 2370.1578 | 18171.2101 | 29 |  | Potable | 1 | 1 | 1 | 1 | 2011-11-08 15:18 | BAXTER\todd.deboer | 291 | V-277 |  | 1AD69-BLDG | {B72C4D44-7A97-4983-B0D2-EFF1A69B168B}
2723 | wMAIN-4319 | AD | 1977 MUNICIPAL SANITARY SEWER AND WATER SYSTEMS CONSTRUCTION | 1977 | First Western Bank & Trust | None | None | 31.5228 | DIP | 12 |  | 75 | 200 | 6304.5593 | 630.4559 | 1040.2523 | 7975.2675 | 28 |  | Potable | 1 | 1 | 1 | 1 | 2011-11-08 15:18 | BAXTER\todd.deboer | 100 | FIT-331 | FIT-939 | 1AD70-1AD51 | {05433B1B-AEE6-4DBD-B60C-E053D65B5981}
2724 | wMAIN-4320 | DF | BAXTER BUSINESS CENTER | 1996 | Transportation Dept | None | None | 3 | PVC | 6 |  | 75 | 140 | 420.0001 | 42 | 69.3 | 531.3002 | 47 |  | Potable | 1 | 1 | 1 | 1 | 2021-03-17 08:55 | BAXTER\tdeboer | 122 | wFIT-314 | wVLV-276 | 1DF18-1DF19 | {B2BACD01-9A72-4DD5-A89C-23358F112D7A}
2725 | wMAIN-4321 | DF | BAXTER BUSINESS CENTER | 1996 | Widseth | Industrial Park Rd | None | 380.9299 | PVC | 6 |  | 75 | 140 | 53330.1913 | 5333.0191 | 8799.4816 | 67462.692 | 47 |  | Potable | 1 | 1 | 1 | 1 | 2021-03-17 09:34 | BAXTER\tdeboer | 122 | wVLV-276 | wFIT-313 | 1DF19-1DF20 | {DFE67BEC-EB43-451B-9029-DFAEE4D16844}
2726 | wMAIN-4324 | DF | BAXTER BUSINESS CENTER | 1996 | Widseth | None | None | 51.6791 | PVC | 6 |  | 75 | 140 | 7235.0698 | 723.507 | 1193.7865 | 9152.3633 | 47 |  | Potable | 1 | 1 | 1 | 1 | 2021-03-17 09:34 | BAXTER\tdeboer | 122 | wFIT-313 | wVLV-274 | 1DF20-1DF23 | {8FB940B3-E16B-4184-9C19-7104DF493031}
2727 | wMAIN-4325 | EA | 2006 KIRKWOOD COMMERCIAL AREA IMPROVEMENTS | 2006 | Lynwood Dr | Woida Rd | Kirkwood Dr | 133.6158 | PVC | 8 |  | 75 | 160 | 21378.5359 | 2137.8536 | 3527.4584 | 27043.8479 | 57 |  | Potable | 1 | 1 | 1 | 1 | 2011-11-08 15:18 | BAXTER\todd.deboer | 218 | FIT-310 | FIT-309 | 1EA28-1EA31 | {27B4DCFD-EEE2-4FD1-BE69-02EB4B888936}
2728 | wMAIN-4326 | GX | COMMERCE REGION OF BAXTER | 2006 | Just for Kix | Lake Forest Rd | None | 2.9999 | PVC | 8 |  | 75 | 160 | 479.9784 | 47.9978 | 79.1964 | 607.1727 | 57 |  | Potable | 1 | 1 | 1 | 1 | 2011-11-08 15:18 | BAXTER\todd.deboer | 230 | FIT-262 | V-225 | 1GX22-1GX23 | {843B7C09-0905-4764-81FC-F22A7DA62978}
2729 | wMAIN-4327 | GX | COMMERCE REGION OF BAXTER | 2006 | Just for Kix | Lake Forest Rd | None | 119.128 | PVC | 8 |  | 75 | 160 | 19060.4871 | 1906.0487 | 3144.9804 | 24111.5162 | 57 |  | Potable | 1 | 1 | 1 | 1 | 2011-11-08 15:18 | BAXTER\todd.deboer | 230 | V-225 | FIT-261 | 1GX23-1GX24 | {CE95A536-0850-4BB4-83BF-2A6664165F87}
2730 | wMAIN-4328 | GX | COMMERCE REGION OF BAXTER | 2006 | Just for Kix | Lake Forest Rd | None | 57.334 | PVC | 6 |  | 75 | 140 | 8026.7613 | 802.6761 | 1324.4156 | 10153.8531 | 57 |  | Potable | 1 | 1 | 1 | 1 | 2011-11-08 15:18 | BAXTER\todd.deboer | 230 | FIT-261 | V-223 | 1GX24-1GX25 | {D5EAF74B-1E92-416E-8FA9-C3ED5E7A0B6D}
2731 | wMAIN-4329 | GX | COMMERCE REGION OF BAXTER | 2006 | Just for Kix | Lake Forest Rd | None | 213.0294 | PVC | 8 |  | 75 | 160 | 34084.707 | 3408.4707 | 5623.9767 | 43117.1544 | 57 |  | Potable | 1 | 1 | 1 | 1 | 2011-11-08 15:18 | BAXTER\todd.deboer | 230 | FIT-261 |  | 1GX24-1GX26 | {68875077-53C3-4900-BAD2-5DF543869CA5}
2732 | wMAIN-4332 | GX | COMMERCE REGION OF BAXTER | 2006 | Lake Forest Rd | The Lodge at Brainerd Lakes | None | 30.2214 | PVC | 12 |  | 75 | 200 | 6044.2742 | 604.4274 | 997.3052 | 7646.0069 | 57 |  | Potable | 1 | 1 | 1 | 1 | 2011-11-08 15:18 | BAXTER\todd.deboer | 230 | V-217 | FIT-260 | 1GX19-1GX29 | {60668898-6397-485C-A1FA-666D622D9A4C}
2733 | wMAIN-4333 | GX | COMMERCE REGION OF BAXTER | 2006 | Lake Forest Rd | The Lodge at Brainerd Lakes | None | 37.4005 | PVC | 6 |  | 75 | 140 | 5236.0755 | 523.6076 | 863.9525 | 6623.6355 | 57 |  | Potable | 1 | 1 | 1 | 1 | 2011-11-08 15:18 | BAXTER\todd.deboer | 230 | FIT-260 | V-222 | 1GX29-1GX30 | {0A805873-302A-49D2-959F-60C1CEB2BB5B}
2734 | wMAIN-4336 | GX | COMMERCE REGION OF BAXTER | 2006 | Lake Forest Rd | The Lodge at Brainerd Lakes | None | 120.5155 | PVC | 12 |  | 75 | 200 | 24103.1021 | 2410.3102 | 3977.0119 | 30490.4242 | 57 |  | Potable | 1 | 1 | 1 | 1 | 2011-11-08 15:18 | BAXTER\todd.deboer | 230 | FIT-259 | FIT-258 | 1GX31-1GX34 | {87B68B0F-9189-41FD-9AAC-08042AC0F7F0}
2735 | wMAIN-4337 | GX | COMMERCE REGION OF BAXTER | 2006 | Lake Forest Rd | The Lodge at Brainerd Lakes | None | 66.3004 | PVC | 6 |  | 75 | 140 | 9282.0614 | 928.2061 | 1531.5401 | 11741.8077 | 57 |  | Potable | 1 | 1 | 1 | 1 | 2011-11-08 15:18 | BAXTER\todd.deboer | 230 | FIT-258 | V-220 | 1GX34-1GX35 | {A113CBFB-A0E5-45C8-AFAE-6BBD18CABA10}
2736 | wMAIN-4340 | GX | COMMERCE REGION OF BAXTER | 2006 | Lake Forest Rd | The Lodge at Brainerd Lakes | None | 53.437 | PVC | 12 |  | 75 | 200 | 10687.4013 | 1068.7401 | 1763.4212 | 13519.5626 | 57 |  | Potable | 1 | 1 | 1 | 1 | 2011-11-08 15:18 | BAXTER\todd.deboer | 230 | FIT-258 | FIT-257 | 1GX34-1GX36 | {FC8B1001-CF92-4487-9302-065DC86B507B}
2737 | wMAIN-4341 | GX | COMMERCE REGION OF BAXTER | 2006 | Lake Forest Rd | The Lodge at Brainerd Lakes | None | 49.8793 | PVC | 6 |  | 75 | 140 | 6983.1032 | 698.3103 | 1152.212 | 8833.6256 | 57 |  | Potable | 1 | 1 | 1 | 1 | 2011-11-08 15:18 | BAXTER\todd.deboer | 230 | FIT-257 | V-219 | 1GX36-1GX37 | {0286F889-5886-489E-9DCE-1E8F5552BEBB}
2738 | wMAIN-4342 | TK | 2006 POTLATCH - HIGHWAY 210 EXTENSION PROJECT | 2006 | Timberwood Dr | Independence Rd | None | 4.6369 | PVC | 12 |  | 75 | 200 | 927.3842 | 92.7384 | 153.0184 | 1173.141 | 57 | STUB SOUTHEAST | Potable | 1 | 1 | 1 | 1 | 2011-11-08 15:18 | BAXTER\todd.deboer | 259 | FIT-256 | FIT-252 | 1TK02-1TK03 | {BBB4FDFB-424A-428C-A478-1CDD32B8E90A}
2739 | wMAIN-4343 | TK | 2006 POTLATCH - HIGHWAY 210 EXTENSION PROJECT | 2006 | Timberwood Dr | Independence Rd | None | 3.0002 | PVC | 12 |  | 75 | 200 | 600.0368 | 60.0037 | 99.0061 | 759.0466 | 57 | STUB SOUTHWEST | Potable | 1 | 1 | 1 | 1 | 2011-11-08 15:18 | BAXTER\todd.deboer | 259 | FIT-256 | FIT-253 | 1TK02-1TK04 | {EB71E78A-E810-45E1-B882-0C549ADBB8B4}
2740 | wMAIN-4344 | TK | 2006 POTLATCH - HIGHWAY 210 EXTENSION PROJECT | 2006 | Timberwood Dr | Independence Rd | None | 3.1926 | PVC | 12 |  | 75 | 200 | 638.5262 | 63.8526 | 105.3568 | 807.7356 | 57 |  | Potable | 1 | 1 | 1 | 1 | 2011-11-08 15:18 | BAXTER\todd.deboer | 259 | FIT-256 | FIT-216 | 1TK02-1TK05 | {9FD4F3BA-68CD-4117-A695-68D78652788F}
2741 | wMAIN-4345 | TK | 2006 POTLATCH - HIGHWAY 210 EXTENSION PROJECT | 2006 | Timberwood Dr | Independence Rd | None | 2.9999 | PVC | 8 |  | 75 | 160 | 479.9866 | 47.9987 | 79.1978 | 607.183 | 57 | STUB NORTHWEST | Potable | 1 | 1 | 1 | 1 | 2011-11-08 15:18 | BAXTER\todd.deboer | 259 | FIT-255 | FIT-254 | 1TK06-1TK07 | {F5BEF654-CE70-45AB-96AB-96688C166132}
2742 | wMAIN-4350 | NH | 2006 POTLATCH - HIGHWAY 210 EXTENSION PROJECT | 2006 | State Hwy 210 | Fairview Rd | Lancer Dr | 2.9478 | PVC | 12 |  | 75 | 200 | 589.5662 | 58.9566 | 97.2784 | 745.8012 | 57 |  | Potable | 1 | 1 | 1 | 1 | 2011-11-08 15:18 | BAXTER\todd.deboer | 259 | FIT-228 | V-191 | 1NH26-1NH27 | {5CFCE5B8-DFC8-45FA-AB14-7BD6B3C6F217}
2743 | wMAIN-4353 | PH | 2006 POTLATCH - HIGHWAY 210 EXTENSION PROJECT | 2006 | State Hwy 210 | Timberwood Dr | Fairview Rd | 3.0461 | PVC | 10 |  | 75 | 180 | 548.2998 | 54.83 | 90.4695 | 693.5993 | 57 |  | Potable | 1 | 1 | 1 | 1 | 2011-11-08 15:18 | BAXTER\todd.deboer | 259 | FIT-230 |  | 1PH39-1PH40 | {A29D1D80-1E0E-4633-A245-EB4EE864BCCB}
2744 | wMAIN-4358 | RH | 2006 POTLATCH - HIGHWAY 210 EXTENSION PROJECT | 2006 | State Hwy 210 | Timberwood Dr | Fairview Rd | 292.1467 | PVC | 12 |  | 75 | 200 | 58429.3466 | 5842.9347 | 9640.8422 | 73913.1235 | 57 |  | Potable | 1 | 1 | 1 | 1 | 2011-11-08 15:18 | BAXTER\todd.deboer | 259 | FIT-220 | V-197 | 1RH01-1RH02 | {E7A508B6-730D-478B-9641-2CCED579F952}
2745 | wMAIN-4359 | RH | 2006 POTLATCH - HIGHWAY 210 EXTENSION PROJECT | 2006 | State Hwy 210 | Timberwood Dr | Fairview Rd | 3.0009 | PVC | 12 |  | 75 | 200 | 600.175 | 60.0175 | 99.0289 | 759.2214 | 57 |  | Potable | 1 | 1 | 1 | 1 | 2011-11-08 15:18 | BAXTER\todd.deboer | 259 | V-197 | FIT-233 | 1RH02-1RH03 | {2DEB5D76-840C-467B-BAC3-39698F5FDB0C}
2746 | wMAIN-4362 | RH | 2006 POTLATCH - HIGHWAY 210 EXTENSION PROJECT | 2006 | State Hwy 210 | Timberwood Dr | Fairview Rd | 603.3207 | PVC | 12 |  | 75 | 200 | 120664.1427 | 12066.4143 | 19909.5836 | 152640.1406 | 57 |  | Potable | 1 | 1 | 1 | 1 | 2011-11-08 15:18 | BAXTER\todd.deboer | 259 | FIT-233 | FIT-234 | 1RH03-1RH06 | {D514E65F-CBC8-4837-BD73-ADD77560D2CF}
2747 | wMAIN-4365 | RH | 2006 POTLATCH - HIGHWAY 210 EXTENSION PROJECT | 2006 | State Hwy 210 | Timberwood Dr | Fairview Rd | 498.5343 | PVC | 12 |  | 75 | 200 | 99706.8556 | 9970.6856 | 16451.6312 | 126129.1723 | 57 |  | Potable | 1 | 1 | 1 | 1 | 2011-11-08 15:18 | BAXTER\todd.deboer | 259 | FIT-234 | FIT-235 | 1RH06-1SH01 | {628D8CEE-83BE-4220-A78F-623A85A6F349}
2748 | wMAIN-4370 | SH | 2006 POTLATCH - HIGHWAY 210 EXTENSION PROJECT | 2006 | Tinberwood Dr | Independence Rd | State Hwy 210 | 3.8549 | PVC | 12 |  | 75 | 200 | 770.9732 | 77.0973 | 127.2106 | 975.281 | 57 |  | Potable | 1 | 1 | 1 | 1 | 2011-11-08 15:18 | BAXTER\todd.deboer | 259 | FIT-236 | FIT-237 | 1SH04-1SH07 | {265F6DC3-60B5-450C-883D-9492E69760FD}
2749 | wMAIN-4371 | SH | 2006 POTLATCH - HIGHWAY 210 EXTENSION PROJECT | 2006 | Timberwood Dr | Independence Rd | State Hwy 210 | 3.0153 | PVC | 12 |  | 75 | 200 | 603.0576 | 60.3058 | 99.5045 | 762.8679 | 57 |  | Potable | 1 | 1 | 1 | 1 | 2011-11-08 15:18 | BAXTER\todd.deboer | 259 | FIT-237 | FIT-247 | 1SH07-1SH08 | {4BC958E2-C089-47B2-A6D7-AFE3AB556613}
2750 | wMAIN-4372 | SH | 2006 POTLATCH - HIGHWAY 210 EXTENSION PROJECT | 2006 | State Hwy 210 | Timberwood Dr | Fairview Rd | 2.9693 | PVC | 12 |  | 75 | 200 | 593.8599 | 59.386 | 97.9869 | 751.2328 | 57 |  | Potable | 1 | 1 | 1 | 1 | 2011-11-08 15:18 | BAXTER\todd.deboer | 259 | FIT-237 | V-202 | 1SH07-1SH09 | {C04AE83E-4EB3-48EF-8C7B-7B4BC5529323}
2751 | wMAIN-4373 | SH | 2006 POTLATCH - HIGHWAY 210 EXTENSION PROJECT | 2006 | Timberwood Dr | Independence Rd | State Hwy 210 | 11.827 | DIP | 12 |  | 75 | 200 | 2365.395 | 236.5395 | 390.2902 | 2992.2246 | 57 |  | Potable | 1 | 1 | 1 | 1 | 2011-11-08 15:18 | BAXTER\todd.deboer | 259 | V-202 | FIT-221 | 1SH09-1SH10 | {12CEA610-CE19-40B4-ABC0-954055CE93B8}
2752 | wMAIN-4374 | SH | 2006 POTLATCH - HIGHWAY 210 EXTENSION PROJECT | 2006 | Tinberwood Dr | Independence Rd | State Hwy 210 | 176.3871 | DIP | 12 |  | 75 | 200 | 35277.4258 | 3527.7426 | 5820.7753 | 44625.9437 | 57 | PIPE ENCLOSED IN A 20" DIA. HDPE CASING PIPE | Potable | 1 | 1 | 1 | 1 | 2011-11-08 15:18 | BAXTER\todd.deboer | 259 | FIT-221 | FIT-222 | 1SH10-1SH11 | {9B62AE95-7724-460A-918D-36A14CB67F50}
2753 | wMAIN-4375 | SH | 2006 POTLATCH - HIGHWAY 210 EXTENSION PROJECT | 2006 | Timberwood Dr | Independence Rd | State Hwy 210 | 34.1828 | DIP | 12 |  | 75 | 200 | 6836.565 | 683.6565 | 1128.0332 | 8648.2547 | 57 |  | Potable | 1 | 1 | 1 | 1 | 2011-11-08 15:18 | BAXTER\todd.deboer | 259 | FIT-222 | FIT-223 | 1SH11-1SH12 | {52C46161-29EB-470C-85F0-652EE52E4DF2}
2754 | wMAIN-4376 | SH | 2006 POTLATCH - HIGHWAY 210 EXTENSION PROJECT | 2006 | Tinberwood Dr | Independence Rd | State Hwy 210 | 114.8421 | DIP | 12 |  | 75 | 200 | 22968.4135 | 2296.8414 | 3789.7882 | 29055.0431 | 57 | PIPE ENCLOSED IN A 24" DIA. STEEL CASING | Potable | 1 | 1 | 1 | 1 | 2011-11-08 15:18 | BAXTER\todd.deboer | 259 | FIT-223 | FIT-224 | 1SH12-1SI01 | {440F9483-C6A3-4FD8-AE83-3F355299F270}
2755 | wMAIN-4379 | SI | 2006 POTLATCH - HIGHWAY 210 EXTENSION PROJECT | 2006 | Tinberwood Dr | Independence Rd | State Hwy 210 | 479.3492 | PVC | 12 |  | 75 | 200 | 95869.8498 | 9586.985 | 15818.5252 | 121275.36 | 57 |  | Potable | 1 | 1 | 1 | 1 | 2011-11-08 15:18 | BAXTER\todd.deboer | 259 | FIT-238 | V-210 | 1SI03-1SI06 | {4D6864D3-C1BE-45F7-8E84-C58C1449B773}
2756 | wMAIN-4380 | SI | 2006 POTLATCH - HIGHWAY 210 EXTENSION PROJECT | 2006 | Independence Rd | Timberwood Dr | State Hwy 210 | 3.7121 | PVC | 12 |  | 75 | 200 | 742.4103 | 74.241 | 122.4977 | 939.149 | 57 |  | Potable | 1 | 1 | 1 | 1 | 2011-11-08 15:18 | BAXTER\todd.deboer | 259 | V-210 | FIT-225 | 1SI06-1SI07 | {4EB76170-9D80-44A4-A2B4-3918A2ACFD59}
2757 | wMAIN-4381 | SI | 2006 POTLATCH - HIGHWAY 210 EXTENSION PROJECT | 2006 | Independence Rd | Timberwood Dr | None | 85.2589 | PVC | 12 |  | 75 | 200 | 17051.7813 | 1705.1781 | 2813.5439 | 21570.5033 | 57 |  | Potable | 1 | 1 | 1 | 1 | 2011-11-08 15:18 | BAXTER\todd.deboer | 259 | FIT-225 | FIT-249 | 1SI07-1SI08 | {E03AC5F3-A61B-4D3D-8882-9EE84E3494AA}
2758 | wMAIN-4382 | SI | 2006 POTLATCH - HIGHWAY 210 EXTENSION PROJECT | 2006 | Independence Rd | Timberwood Dr | None | 3.7431 | PVC | 12 |  | 75 | 200 | 748.6243 | 74.8624 | 123.523 | 947.0097 | 57 |  | Potable | 1 | 1 | 1 | 1 | 2011-11-08 15:18 | BAXTER\todd.deboer | 259 | FIT-225 | V-209 | 1SI07-1SI09 | {82EF6E02-91B8-47C8-BD3C-C27FC2D6720C}
2759 | wMAIN-4385 | SI | 2006 POTLATCH - HIGHWAY 210 EXTENSION PROJECT | 2006 | Independence Rd | Timberwood Dr | None | 85.4829 | PVC | 12 |  | 75 | 200 | 17096.5746 | 1709.6575 | 2820.9348 | 21627.1669 | 57 |  | Potable | 1 | 1 | 1 | 1 | 2011-11-08 15:18 | BAXTER\todd.deboer | 259 | FIT-242 | FIT-241 | 1SI10-1SI13 | {3272079E-CD2E-453B-A45B-A0F7B8CA6887}
2760 | wMAIN-4386 | SI | 2006 POTLATCH - HIGHWAY 210 EXTENSION PROJECT | 2006 | Independence Rd | Timberwood Dr | None | 22.0074 | PVC | 8 |  | 75 | 160 | 3521.1785 | 352.1179 | 580.9945 | 4454.2908 | 57 |  | Potable | 1 | 1 | 1 | 1 | 2011-11-08 15:18 | BAXTER\todd.deboer | 259 | FIT-241 | V-207 | 1SI13-1SI14 | {00C4303D-69B2-4E80-A640-08F3A2D1775B}
2761 | wMAIN-4387 | SI | 2006 POTLATCH - HIGHWAY 210 EXTENSION PROJECT | 2006 | Independence Rd | Timberwood Dr | None | 158.2688 | PVC | 12 |  | 75 | 200 | 31653.7518 | 3165.3752 | 5222.869 | 40041.996 | 57 |  | Potable | 1 | 1 | 1 | 1 | 2011-11-08 15:18 | BAXTER\todd.deboer | 259 | FIT-241 | FIT-240 | 1SI13-1SI15 | {74256537-83C0-40E7-B622-6651D8F3D688}
2762 | wMAIN-4390 | SI | 2006 POTLATCH - HIGHWAY 210 EXTENSION PROJECT | 2006 | Independence Rd | Timberwood Dr | None | 241.9369 | PVC | 12 |  | 75 | 200 | 48387.3825 | 4838.7383 | 7983.9181 | 61210.0389 | 57 |  | Potable | 1 | 1 | 1 | 1 | 2016-02-19 08:15 | BAXTER\todd.deboer | 259 | wFIT-240 | wFIT-239 | 1SI15-1SI18 | {4BA05B2D-C083-4C3C-9238-E7294E575D7E}
2763 | wMAIN-4393 | SI | 2006 POTLATCH - HIGHWAY 210 EXTENSION PROJECT | 2006 | Independence Rd | Timberwood Dr | None | 3.0959 | PVC | 12 |  | 75 | 200 | 619.1729 | 61.9173 | 102.1635 | 783.2537 | 57 |  | Potable | 1 | 1 | 1 | 1 | 2011-11-08 15:18 | BAXTER\todd.deboer | 259 | FIT-239 | FIT-248 | 1SI18-1SI19 | {DA21C6EF-2F6C-4130-94F1-EA174CD02B4A}
2764 | wMAIN-4396 | SJ | 2006 POTLATCH - HIGHWAY 210 EXTENSION PROJECT | 2006 | Timberwood Dr | Independence Rd | None | 378.1748 | PVC | 12 |  | 75 | 200 | 75634.9686 | 7563.4969 | 12479.7698 | 95678.2352 | 57 |  | Potable | 1 | 1 | 1 | 1 | 2011-11-08 15:18 | BAXTER\todd.deboer | 259 | FIT-243 | FIT-244 | 1SI24-1SJ01 | {6E2C59E7-69A8-46DB-955D-350A9CA8C557}
2765 | wMAIN-4399 | SJ | 2006 POTLATCH - HIGHWAY 210 EXTENSION PROJECT | 2006 | Timberwood Dr | Independence Rd | None | 266.7556 | PVC | 12 |  | 75 | 200 | 53351.1186 | 5335.1119 | 8802.9346 | 67489.165 | 57 |  | Potable | 1 | 1 | 1 | 1 | 2011-11-08 15:18 | BAXTER\todd.deboer | 259 | FIT-244 | FIT-226 | 1SJ01-1SJ04 | {3A8A8AE5-75BC-4882-B67A-A261DD2A363D}
2766 | wMAIN-4400 | SJ | 2006 POTLATCH - HIGHWAY 210 EXTENSION PROJECT | 2006 | Timberwood Dr | Independence Rd | None | 84.3546 | PVC | 12 |  | 75 | 200 | 16870.9106 | 1687.0911 | 2783.7003 | 21341.7019 | 57 | STUB WEST | Potable | 1 | 1 | 1 | 1 | 2011-11-08 15:18 | BAXTER\todd.deboer | 259 | FIT-226 | FIT-251 | 1SJ04-1SJ05 | {BFD84CE0-937B-4925-A3E9-86E7E3E054D5}
2767 | wMAIN-4401 | SJ | 2006 POTLATCH - HIGHWAY 210 EXTENSION PROJECT | 2006 | Timberwood Dr | Independence Rd | None | 55.7546 | PVC | 12 |  | 75 | 200 | 11150.9232 | 1115.0923 | 1839.9023 | 14105.9178 | 57 | STUB EAST | Potable | 1 | 1 | 1 | 1 | 2011-11-08 15:18 | BAXTER\todd.deboer | 259 | FIT-226 | FIT-250 | 1SJ04-1SJ06 | {1DFAA5F4-8FB2-4C88-8B1E-1CFE230022A0}
2768 | wMAIN-4402 | SJ | 2006 POTLATCH - HIGHWAY 210 EXTENSION PROJECT | 2006 | Timberwood Dr | Independence Rd | None | 4.4279 | PVC | 12 |  | 75 | 200 | 885.5814 | 88.5581 | 146.1209 | 1120.2604 | 57 |  | Potable | 1 | 1 | 1 | 1 | 2011-11-08 15:18 | BAXTER\todd.deboer | 259 | FIT-226 | V-213 | 1SJ04-1SJ07 | {A6CC8213-AF53-4E61-9B90-C075E097D7AD}
2769 | wMAIN-4403 | SJ | 2006 POTLATCH - HIGHWAY 210 EXTENSION PROJECT | 2006 | Timberwood Dr | Independence Rd | None | 105.909 | PVC | 12 |  | 75 | 200 | 21181.7977 | 2118.1798 | 3494.9966 | 26794.9741 | 57 |  | Potable | 1 | 1 | 1 | 1 | 2011-11-08 15:18 | BAXTER\todd.deboer | 259 | V-213 | FIT-245 | 1SJ07-1SJ08 | {53E49D57-4A4A-4E1E-A333-3A0968796C98}
2770 | wMAIN-4408 | TK | 2006 POTLATCH - HIGHWAY 210 EXTENSION PROJECT | 2006 | Timberwood Dr | Independence Rd | None | 92.9204 | PVC | 8 |  | 75 | 160 | 14867.2642 | 1486.7264 | 2453.0986 | 18807.0892 | 57 |  | Potable | 1 | 1 | 1 | 1 | 2011-11-08 15:18 | BAXTER\todd.deboer | 259 | FIT-216 | FIT-255 | 1TK05-1TK06 | {9D81117E-51B5-4A34-ACFA-9E3753113FD9}
2771 | wMAIN-4409 | SI | 2006 POTLATCH - HIGHWAY 210 EXTENSION PROJECT | 2006 | Timberwood Dr | Independence Rd | None | 3.0001 | PVC | 6 |  | 75 | 140 | 420.0074 | 42.0007 | 69.3012 | 531.3093 | 57 |  | Potable | 1 | 1 | 1 | 1 | 2011-11-08 15:18 | BAXTER\todd.deboer | 259 | FIT-214 | FIT-213 | 1SI22-1SI23 | {96C06C48-E84F-45B3-8F5D-67ED396C1DB2}
2772 | wMAIN-4410 | PH | 2006 POTLATCH - HIGHWAY 210 EXTENSION PROJECT | 2006 | State Hwy 210 | Timberwood Dr | Fairview Rd | 3.0159 | PVC | 10 |  | 75 | 180 | 542.859 | 54.2859 | 89.5717 | 686.7166 | 57 |  | Potable | 1 | 1 | 1 | 1 | 2011-11-08 15:18 | BAXTER\todd.deboer | 259 |  | FIT-212 | 1PH40-1PH41 | {F0746411-7AF9-405D-BD0E-EA38FCE1CA54}
2773 | wMAIN-4411 | NH | 1981 UTILITY IMPROVEMENTS | 1981 | Fairview Rd | Memorywood Dr | State Hwy 210 | 329.7225 | PVC | 12 |  | 75 | 200 | 65944.4948 | 6594.4495 | 10880.8416 | 83419.7859 | 32 |  | Potable | 1 | 1 | 1 | 1 | 2021-03-08 12:51 | BAXTER\tdeboer | 102 | wFIT-1189 | wFIT-227 | 1NH07-1NH23 | {F212F96F-A35B-436E-BA80-8E76E814CECA}
2774 | wMAIN-4412 | PH | 2004 MEREDITH, NORWAY AND LANCER AREA UTILITY AND ROADWAY IMPROVEMENTS | 2004 | Fairview Rd | State Hwy 210 | Norway Dr | 4.0552 | PVC | 10 |  | 75 | 180 | 729.9419 | 72.9942 | 120.4404 | 923.3765 | 55 |  | Potable | 1 | 1 | 1 | 1 | 2011-11-08 15:18 | BAXTER\todd.deboer | 237 | FIT-230 | FIT-907 | 1PH39-1PH27 | {EE2ADC02-4C0B-41F9-8B8E-8FCFE970EAAA}
2775 | wMAIN-4413 | PH | 2004 MEREDITH, NORWAY AND LANCER AREA UTILITY AND ROADWAY IMPROVEMENTS | 2004 | Fairview Rd | State Hwy 210 | Norway Dr | 299.8561 | PVC | 10 |  | 75 | 180 | 53974.0951 | 5397.4095 | 8905.7257 | 68277.2303 | 55 |  | Potable | 1 | 1 | 1 | 1 | 2011-11-08 15:18 | BAXTER\todd.deboer | 237 | FIT-905 |  | 1PH25-1PH39 | {1A8867E8-F6A0-4C4C-A945-21B26FDBCC6E}
2776 | wMAIN-4414 | SI | 2006 POTLATCH - HIGHWAY 210 EXTENSION PROJECT | 2006 | Timberwood Dr | Independence Rd | None | 90.3749 | PVC | 12 |  | 75 | 200 | 18074.9863 | 1807.4986 | 2982.3727 | 22864.8576 | 57 |  | Potable | 1 | 1 | 1 | 1 | 2011-11-08 15:18 | BAXTER\todd.deboer | 259 | FIT-214 | FIT-243 | 1SI22-1SI24 | {86A74DDA-B885-454D-B041-48BEC094B81E}
2777 | wMAIN-4415 | NH | 1981 UTILITY IMPROVEMENTS | 1981 | Cedardale Ln | Ashdale Ln | State Hwy 210 | 7.0959 | PVC | 12 |  | 75 | 200 | 1419.172 | 141.9172 | 234.1634 | 1795.2526 | 32 |  | Potable | 1 | 1 | 1 | 1 | 2011-11-08 15:18 | BAXTER\todd.deboer | 102 |  | V-1025 | 1NH26-1NH10 | {40D8D54D-5DF5-4B85-AA43-18448F2788ED}
2778 | wMAIN-4416 | TK | 2006 POTLATCH - HIGHWAY 210 EXTENSION PROJECT | 2006 | Timberwood Dr | Independence Rd | None | 398.4256 | PVC | 12 |  | 75 | 200 | 79685.1264 | 7968.5126 | 13148.0458 | 100801.6848 | 57 |  | Potable | 1 | 1 | 1 | 1 | 2011-11-08 15:18 | BAXTER\todd.deboer | 259 | FIT-246 | FIT-256 | 1TK01-1TK02 | {34DA2565-0931-4568-B10A-3F49BE8C0D42}
2779 | wMAIN-4417 | SJ | 2006 POTLATCH - HIGHWAY 210 EXTENSION PROJECT | 2006 | Timberwood Dr | Independence Rd | None | 613.8677 | PVC | 12 |  | 75 | 200 | 122773.5436 | 12277.3544 | 20257.6347 | 155308.5327 | 57 |  | Potable | 1 | 1 | 1 | 1 | 2011-11-08 15:18 | BAXTER\todd.deboer | 259 | FIT-245 | FIT-246 | 1SJ08-1TK01 | {A55C1915-5404-4779-AEAF-8167916E2FB0}
2780 | wMAIN-4418 | SI | 2006 POTLATCH - HIGHWAY 210 EXTENSION PROJECT | 2006 | Timberwood Dr | Independence Rd | None | 481.6575 | PVC | 12 |  | 75 | 200 | 96331.5086 | 9633.1509 | 15894.6989 | 121859.3584 | 57 |  | Potable | 1 | 1 | 1 | 1 | 2011-11-08 15:18 | BAXTER\todd.deboer | 259 | FIT-225 | FIT-214 | 1SI07-1SI22 | {A6EE14AE-8FF2-4F1C-BE7F-E73CAF98A0F1}
2781 | wMAIN-4419 | SI | 2006 POTLATCH - HIGHWAY 210 EXTENSION PROJECT | 2006 | Independence Rd | Timberwood Dr | None | 123.0968 | PVC | 12 |  | 75 | 200 | 24619.3639 | 2461.9364 | 4062.195 | 31143.4953 | 57 |  | Potable | 1 | 1 | 1 | 1 | 2011-11-08 15:18 | BAXTER\todd.deboer | 259 | V-209 | FIT-242 | 1SI09-1SI10 | {C19E322A-3D13-4FDF-977F-15A0017AFD32}
2782 | wMAIN-4420 | SI | 2006 POTLATCH - HIGHWAY 210 EXTENSION PROJECT | 2006 | Tinberwood Dr | Independence Rd | State Hwy 210 | 96.2941 | PVC | 12 |  | 75 | 200 | 19258.8284 | 1925.8828 | 3177.7067 | 24362.418 | 57 |  | Potable | 1 | 1 | 1 | 1 | 2011-11-08 15:18 | BAXTER\todd.deboer | 259 | V-203 | FIT-238 | 1SI02-1SI03 | {23BE248A-CB32-4158-BC6C-65B41413BC1B}
2783 | wMAIN-4421 | SI | 2006 POTLATCH - HIGHWAY 210 EXTENSION PROJECT | 2006 | Tinberwood Dr | Independence Rd | State Hwy 210 | 176.647 | DIP | 12 |  | 75 | 200 | 35329.4003 | 3532.94 | 5829.351 | 44691.6914 | 57 |  | Potable | 1 | 1 | 1 | 1 | 2011-11-08 15:18 | BAXTER\todd.deboer | 259 | FIT-224 | V-203 | 1SI01-1SI02 | {7D9CC0C8-03EE-4EE9-8432-460519AB119A}
2784 | wMAIN-4422 | SH | 2006 POTLATCH - HIGHWAY 210 EXTENSION PROJECT | 2006 | State Hwy 210 | Timberwood Dr | Fairview Rd | 498.0648 | PVC | 12 |  | 75 | 200 | 99612.9642 | 9961.2964 | 16436.1391 | 126010.3997 | 57 |  | Potable | 1 | 1 | 1 | 1 | 2011-11-08 15:18 | BAXTER\todd.deboer | 259 | FIT-235 | FIT-236 | 1SH01-1SH04 | {A5EF5BD2-3B8D-4035-B8BA-1C080946A39A}
2785 | wMAIN-4423 | QH | 2006 POTLATCH - HIGHWAY 210 EXTENSION PROJECT | 2006 | State Hwy 210 | Timberwood Dr | Fairview Rd | 309.3674 | HDPE | 14 |  | 75 | 225 | 69607.6748 | 6960.7675 | 11485.2663 | 88053.7086 | 57 | DIRECTIONAL BORE | Potable | 1 | 1 | 1 | 1 | 2011-11-08 15:18 | BAXTER\todd.deboer | 259 | FIT-232 | FIT-220 | 1QH05-1RH01 | {5E907966-F4BD-43AA-A11A-776E28E8D938}
2786 | wMAIN-4424 | QH | 2006 POTLATCH - HIGHWAY 210 EXTENSION PROJECT | 2006 | State Hwy 210 | Timberwood Dr | Fairview Rd | 509.5248 | HDPE | 14 |  | 75 | 225 | 114643.0733 | 11464.3073 | 18916.1071 | 145023.4877 | 57 | DIRECTIONAL BORE | Potable | 1 | 1 | 1 | 1 | 2011-11-08 15:18 | BAXTER\todd.deboer | 259 | FIT-231 | FIT-232 | 1QH02-1QH05 | {73BF6EDB-5AE7-4F6C-93B7-04F2D9F5C780}
2787 | wMAIN-4425 | QH | 2006 POTLATCH - HIGHWAY 210 EXTENSION PROJECT | 2006 | State Hwy 210 | Timberwood Dr | Fairview Rd | 595.7681 | HDPE | 14 |  | 75 | 225 | 134047.8141 | 13404.7814 | 22117.8893 | 169570.4848 | 57 | DIRECTIONAL BORE | Potable | 1 | 1 | 1 | 1 | 2011-11-08 15:18 | BAXTER\todd.deboer | 259 | FIT-215 | FIT-231 | 1QH01-1QH02 | {0973EB9A-FB50-48AB-8DC1-DF9FCD948879}
2788 | wMAIN-4426 | PH | 2006 POTLATCH - HIGHWAY 210 EXTENSION PROJECT | 2006 | State Hwy 210 | Timberwood Dr | Fairview Rd | 53.0782 | PVC | 12 |  | 75 | 200 | 10615.65 | 1061.565 | 1751.5822 | 13428.7972 | 57 |  | Potable | 1 | 1 | 1 | 1 | 2011-11-08 15:18 | BAXTER\todd.deboer | 259 | FIT-212 | FIT-215 | 1PH41-1QH01 | {FEFC2AA9-1F34-4F74-B6A2-E211DEFBDF22}
2789 | wMAIN-4427 | OH | 2006 POTLATCH - HIGHWAY 210 EXTENSION PROJECT | 2006 | State Hwy 210 | Lancer Dr | None | 10.1404 | PVC | 10 |  | 75 | 180 | 1825.2738 | 182.5274 | 301.1702 | 2308.9714 | 57 |  | Potable | 1 | 1 | 1 | 1 | 2011-11-08 15:18 | BAXTER\todd.deboer | 259 | FIT-217 | V-193 | 1OH21-1OH03 | {882978F0-1F09-491C-BFF9-99F0900C48B8}
2790 | wMAIN-4428 | OH | 2006 POTLATCH - HIGHWAY 210 EXTENSION PROJECT | 2006 | State Hwy 210 | Lancer Dr | None | 11.868 | PVC | 12 |  | 75 | 200 | 2373.6029 | 237.3603 | 391.6445 | 3002.6077 | 57 |  | Potable | 1 | 1 | 1 | 1 | 2011-11-08 15:18 | BAXTER\todd.deboer | 259 | FIT-218 | FIT-217 | 1OH22-1OH21 | {2BC6F941-0120-4330-8828-C2FB02CBE998}
2791 | wMAIN-4429 | OH | 2006 POTLATCH - HIGHWAY 210 EXTENSION PROJECT | 2006 | State Hwy 210 | Lancer Dr | None | 426.2015 | HDPE | 14 |  | 75 | 225 | 95895.348 | 9589.5348 | 15822.7324 | 121307.6153 | 57 | DIRECTIONAL BORE | Potable | 1 | 1 | 1 | 1 | 2011-11-08 15:18 | BAXTER\todd.deboer | 259 | FIT-229 | FIT-218 | 1OH23-1OH22 | {388EA8EB-4B1E-4FDD-9760-CC25F75B6AE4}
2792 | wMAIN-4430 | OH | 2006 POTLATCH - HIGHWAY 210 EXTENSION PROJECT | 2006 | State Hwy 210 | Lancer Dr | None | 685.8816 | HDPE | 14 |  | 75 | 225 | 154323.3499 | 15432.335 | 25463.3527 | 195219.0376 | 57 | DIRECTIONAL BORE | Potable | 1 | 1 | 1 | 1 | 2011-11-08 15:18 | BAXTER\todd.deboer | 259 | FIT-219 | FIT-229 | 1NH28-1OH23 | {0525B1E4-23BD-4377-BF34-D1E6755BC5AB}
2793 | wMAIN-4431 | NH | 2006 POTLATCH - HIGHWAY 210 EXTENSION PROJECT | 2006 | State Hwy 210 | Lancer Dr | None | 32.7645 | PVC | 12 |  | 75 | 200 | 6552.904 | 655.2904 | 1081.2292 | 8289.4235 | 57 |  | Potable | 1 | 1 | 1 | 1 | 2011-11-08 15:18 | BAXTER\todd.deboer | 259 | V-191 | FIT-219 | 1NH27-1NH28 | {604DF998-D202-4165-8C95-85ABF4CA6902}
2794 | wMAIN-4432 | GX | COMMERCE REGION OF BAXTER | 2006 | Lake Forest Rd | The Lodge at Brainerd Lakes | None | 47.4185 | PVC | 12 |  | 75 | 200 | 9483.7028 | 948.3703 | 1564.811 | 11996.8841 | 57 |  | Potable | 1 | 1 | 1 | 1 | 2011-11-08 15:18 | BAXTER\todd.deboer | 230 | FIT-257 |  | 1GX36-1GX38 | {25A2DCCD-FF40-4B0F-B250-3990AE9E10D5}
2795 | wMAIN-4433 | GX | COMMERCE REGION OF BAXTER | 2006 | Lake Forest Rd | The Lodge at Brainerd Lakes | None | 98.6467 | PVC | 12 |  | 75 | 200 | 19729.348 | 1972.9348 | 3255.3424 | 24957.6252 | 57 |  | Potable | 1 | 1 | 1 | 1 | 2011-11-08 15:18 | BAXTER\todd.deboer | 230 | FIT-260 | FIT-259 | 1GX29-1GX31 | {D665283B-969D-4F85-A111-56F4FF3516C1}
2796 | wMAIN-4434 | IM | 2006 JASPERWOOD EAST PHASE ONE IMPROVEMENTS | 2006 | Marble Rd | Marble Rd | Mildred Rd | 503.433 | PVC | 12 |  | 75 | 200 | 100686.5934 | 10068.6593 | 16613.2879 | 127368.5406 | 57 |  | Potable | 1 | 1 | 1 | 1 | 2011-11-08 15:18 | BAXTER\todd.deboer | 208 | V-232 | FIT-284 | 1IM11-1IM14 | {E920BF08-1F80-4190-945A-83E126FB6B36}
2797 | wMAIN-4435 | IM | 2006 JASPERWOOD EAST PHASE ONE IMPROVEMENTS | 2006 | Marble Rd | Jasperwood Dr | Ironwood Dr | 81.6277 | PVC | 12 |  | 75 | 200 | 16325.5348 | 1632.5535 | 2693.7132 | 20651.8015 | 57 |  | Potable | 1 | 1 | 1 | 1 | 2011-11-08 15:18 | BAXTER\todd.deboer | 208 | V-231 | FIT-274 | 1IM12-1IM13 | {1A1F82A6-BEC3-45E7-AB33-C08B1F68AECF}
2798 | wMAIN-4436 | IM | 2006 JASPERWOOD EAST PHASE ONE IMPROVEMENTS | 2006 | Marble Rd | Jasperwood Dr | Ironwood Dr | 72.0435 | PVC | 8 |  | 75 | 160 | 11526.9627 | 1152.6963 | 1901.9489 | 14581.6079 | 57 |  | Potable | 1 | 1 | 1 | 1 | 2011-11-08 15:18 | BAXTER\todd.deboer | 208 | V-234 | FIT-275 | 1IM05-1IM06 | {1889A9A2-C1B5-4F20-839F-C7CB459FD2B2}
2799 | wMAIN-4437 | IM | 2006 JASPERWOOD EAST PHASE ONE IMPROVEMENTS | 2006 | Mildred Rd | Ironwood Dr | Jasperwood Dr | 228.4572 | PVC | 8 |  | 75 | 160 | 36553.1545 | 3655.3154 | 6031.2705 | 46239.7404 | 57 |  | Potable | 1 | 1 | 1 | 1 | 2011-11-08 15:18 | BAXTER\todd.deboer | 208 | FIT-286 | FIT-285 | 1IM19-1IM16 | {683EB832-1020-4343-B631-4637DFD55246}
2800 | wMAIN-4439 | EB | 2006 KIRKWOOD RESIDENTIAL AREA IMPROVEMENTS | 2006 | Kirkwood Dr | North Pointe Centre | Kirkwood Ln | 25.7733 | PVC | 6 |  | 75 | 140 | 3608.2676 | 360.8268 | 595.3642 | 4564.4585 | 57 |  | Potable | 1 | 1 | 1 | 1 | 2011-11-08 15:18 | BAXTER\todd.deboer | 219 | FIT-298 | V-253 | 1EB60-1EB61 | {2A0C1B97-D783-4533-B59D-FBB5A4A540A2}
2801 | wMAIN-4440 | EA | 2006 KIRKWOOD RESIDENTIAL AREA IMPROVEMENTS | 2006 | Kirkwood Dr | Lynwood Dr | North Pointe Centre | 589.1302 | PVC | 8 |  | 75 | 160 | 94260.8387 | 9426.0839 | 15553.0384 | 119239.961 | 57 |  | Potable | 1 | 1 | 1 | 1 | 2012-08-16 09:18 | BAXTER\Todd.DeBoer | 219 | wVLV-261 | wFIT-292 | 1EA41-1EA42 | {A339DE37-7DC3-43C3-992E-80EAC077C018}
2802 | wMAIN-4441 | EA | 2006 KIRKWOOD COMMERCIAL AREA IMPROVEMENTS | 2006 | Lynwood Dr | Woida Rd | Kirkwood Dr | 383.7976 | PVC | 8 |  | 75 | 160 | 61407.619 | 6140.7619 | 10132.2571 | 77680.638 | 57 |  | Potable | 1 | 1 | 1 | 1 | 2012-08-22 07:53 | BAXTER\todd.deboer | 218 | wFIT-309 | wFIT-308 | 1EA31-1EA33 | {308D0B60-F172-4FD8-94F0-C248BC379647}
2803 | wMAIN-4442 | EB | 2006 KIRKWOOD RESIDENTIAL AREA IMPROVEMENTS | 2006 | Lynwood Dr | Kirkwood Dr | White Pine Dr | 583.4202 | PVC | 8 |  | 75 | 160 | 93347.2303 | 9334.723 | 15402.293 | 118084.2463 | 57 |  | Potable | 1 | 1 | 1 | 1 | 2011-11-08 15:18 | BAXTER\todd.deboer | 219 | V-268 | FIT-303 | 1EB49-1EB50 | {DAD79D16-4F05-43F2-869C-B095E11171F6}
2804 | wMAIN-4443 | EB | 2006 KIRKWOOD RESIDENTIAL AREA IMPROVEMENTS | 2006 | White Pine Dr | Lynwood Dr | Clearwater Rd | 378.3261 | PVC | 8 |  | 75 | 160 | 60532.1802 | 6053.218 | 9987.8097 | 76573.2079 | 57 |  | Potable | 1 | 1 | 1 | 1 | 2011-11-08 15:18 | BAXTER\todd.deboer | 219 | V-272 | FIT-302 | 1EB42-1EB43 | {709BCEF4-2D37-434E-BAFE-76B210E2EAA3}
2805 | wMAIN-4444 | DF | 1988 INDUSTRIAL PARK IMPROVEMENTS | 1989 | Transportation Dept | None | None | 247.1705 | PVC | 12 |  | 75 | 200 | 49434.0919 | 4943.4092 | 8156.6252 | 62534.1262 | 40 |  | Potable | 1 | 1 | 1 | 1 | 2021-03-17 08:58 | BAXTER\tdeboer | 104 | wFIT-314 | wFIT-2340 | 1DF18-1DF07 | {46514BF5-7F89-4571-88A0-C3E32FBA9DE0}
2806 | wMAIN-4445 | AG | HAGLIN OFFICE PARK | 2005 | Brandon Rd | Carlos Rd | Conifer Dr | 567.9552 | PVC | 8 |  | 75 | 160 | 90872.8252 | 9087.2825 | 14994.0162 | 114954.1238 | 56 |  | Potable | 1 | 1 | 1 | 1 | 2011-11-08 15:18 | BAXTER\todd.deboer | 192 | FIT-342 | FIT-335 | 1AG55-1AG58 | {BAC91C2F-305A-4C4E-B7DF-80CA8C577754}
2807 | wMAIN-4446 | AG | HAGLIN OFFICE PARK | 2005 | Brandon Rd | Carlos Rd | Conifer Dr | 113.8157 | PVC | 8 |  | 75 | 160 | 18210.51 | 1821.051 | 3004.7341 | 23036.2951 | 56 |  | Potable | 1 | 1 | 1 | 1 | 2011-11-08 15:18 | BAXTER\todd.deboer | 192 | FIT-335 |  | 1AG58-1AG61 | {E2930521-B0AC-49FC-86CE-E8D81E1A87BD}
2808 | wMAIN-4447 | AG | HAGLIN OFFICE PARK | 2005 | Conifer Dr | Brandon Rd | None | 215.1615 | PVC | 8 |  | 75 | 160 | 34425.8333 | 3442.5833 | 5680.2625 | 43548.6792 | 56 |  | Potable | 1 | 1 | 1 | 1 | 2011-11-08 15:18 | BAXTER\todd.deboer | 192 | V-288 | FIT-343 | 1AG49-1AG50 | {1A0DA35B-87A2-4431-A7B9-EFFE0A584324}
2809 | wMAIN-4448 | AD | WATERMAIN LOWERING | 2004 | Mills Honda | Baxter Dr | None | 202.141 | PVC | 12 |  | 75 | 200 | 40428.1966 | 4042.8197 | 6670.6524 | 51141.6687 | 55 |  | Potable | 1 | 1 | 1 | 1 | 2019-08-05 13:57 | BAXTER\Todd.DeBoer |  | wFIT-334 | wFIT-315 | 1AD75-1AE01 | {42F3A814-1C79-485C-8B73-48C72793C59E}
2810 | wMAIN-4449 | AD | WATERMAIN LOWERING | 2004 | Mills Honda | None | None | 43.8453 | PVC | 12 |  | 75 | 200 | 8769.0578 | 876.9058 | 1446.8945 | 11092.8581 | 55 |  | Potable | 1 | 1 | 1 | 1 | 2011-11-08 15:18 | BAXTER\todd.deboer |  | V-283 | FIT-334 | 1AD74-1AD75 | {8A326938-A98C-4590-8D65-14D2C339BDDE}
2811 | wMAIN-4450 | AD | WATERMAIN LOWERING | 2004 | Mills Honda | None | None | 8.526 | PVC | 12 |  | 75 | 200 | 1705.1912 | 170.5191 | 281.3566 | 2157.0669 | 55 |  | Potable | 1 | 1 | 1 | 1 | 2011-11-08 15:18 | BAXTER\todd.deboer |  | FIT-332 | V-283 | 1AD73-1AD74 | {FAA06F69-0550-4307-892F-9D5B543D83EE}
2812 | wMAIN-4451 | AG | HAGLIN OFFICE PARK | 2005 | Highland Senic Rd | Carlos Rd | College Rd | 520.0057 | PVC | 10 |  | 75 | 180 | 93601.0224 | 9360.1022 | 15444.1687 | 118405.2934 | 56 |  | Potable | 1 | 1 | 1 | 1 | 2011-11-08 15:18 | BAXTER\todd.deboer | 192 | FIT-319 | V-292 | 1AG15-1AG64 | {C7ABC41F-0835-43CA-98E8-1DE7095635BF}
2813 | wMAIN-4452 | AG | HAGLIN OFFICE PARK | 2005 | Brandon Rd | Carlos Rd | Conifer Dr | 168.2595 | PVC | 10 |  | 75 | 180 | 30286.7059 | 3028.6706 | 4997.3065 | 38312.6829 | 56 |  | Potable | 1 | 1 | 1 | 1 | 2011-11-08 15:18 | BAXTER\todd.deboer | 192 | FIT-338 | FIT-336 | 1AG69-1AH29 | {BC49BB19-7AFF-4CD6-8282-022E8B9C524A}
2814 | wMAIN-4453 | GB | CLEARWATER APARTMENTS | 2005 | Clearwater Apartments | None | None | 252.9216 | PVC | 8 |  | 75 | 160 | 40467.4539 | 4046.7454 | 6677.1299 | 51191.3291 | 56 |  | Potable | 1 | 1 | 1 | 1 | 2011-11-08 15:18 | BAXTER\todd.deboer |  | FIT-351 | FIT-349 | 1GB74-1GC38 | {A3B0CD1A-7C1E-4BAA-9EFA-632717E92C0F}
2815 | wMAIN-4454 | GC | CLEARWATER APARTMENTS | 2005 | Clearwater Apartments | None | None | 33.5783 | PVC | 8 |  | 75 | 160 | 5372.529 | 537.2529 | 886.4673 | 6796.2492 | 56 |  | Potable | 1 | 1 | 1 | 1 | 2011-11-08 15:18 | BAXTER\todd.deboer |  | FIT-350 |  | 1GC31-1GC34 | {141CF4FA-9657-426A-A769-0D6865CB814B}
2816 | wMAIN-4455 | GC | CLEARWATER APARTMENTS | 2005 | Clearwater Apartments | None | None | 236.7055 | PVC | 8 |  | 75 | 160 | 37872.8816 | 3787.2882 | 6249.0255 | 47909.1952 | 56 |  | Potable | 1 | 1 | 1 | 1 | 2011-11-08 15:18 | BAXTER\todd.deboer |  | FIT-349 | FIT-348 | 1GC38-1GC41 | {9FF52D23-F3D0-457E-B3E3-326838E90D41}
2817 | wMAIN-4456 | GB | CLEARWATER APARTMENTS | 2005 | Clearwater Apartments | None | None | 187.5104 | PVC | 8 |  | 75 | 160 | 30001.6622 | 3000.1662 | 4950.2743 | 37952.1027 | 56 |  | Potable | 1 | 1 | 1 | 1 | 2011-11-08 15:18 | BAXTER\todd.deboer |  | FIT-354 | FIT-352 | 1GB63-1GB68 | {182E686D-2E35-408F-A5AA-7A0EC79E31A0}
2818 | wMAIN-4457 | GB | CLEARWATER APARTMENTS | 2005 | Clearwater Apartments | None | None | 63.4545 | PVC | 8 |  | 75 | 160 | 10152.7166 | 1015.2717 | 1675.1982 | 12843.1865 | 56 |  | Potable | 1 | 1 | 1 | 1 | 2011-11-08 15:18 | BAXTER\todd.deboer |  | FIT-352 | FIT-346 | 1GB68-1GB71 | {0904127C-3F4D-458A-ADE8-5F4CD9569F32}
2819 | wMAIN-4458 | GB | CLEARWATER APARTMENTS | 2005 | Clearwater Apartments | None | None | 21 | PVC | 4 |  | 75 | 100 | 2099.9987 | 209.9999 | 346.4998 | 2656.4983 | 56 |  | Potable | 1 | 1 | 1 | 1 | 2011-11-08 15:18 | BAXTER\todd.deboer |  | FIT-346 | V-297 | 1GB71-1GB73 | {2A264790-7FB6-44A9-9975-AF421BF0AD0D}
2820 | wMAIN-4459 | GB | CLEARWATER APARTMENTS | 2005 | Clearwater Apartments | None | None | 24.5852 | PVC | 4 |  | 75 | 100 | 2458.5226 | 245.8523 | 405.6562 | 3110.0311 | 56 |  | Potable | 1 | 1 | 1 | 1 | 2011-11-08 15:18 | BAXTER\todd.deboer |  | V-297 |  | 1GB73-BLDG | {89058D64-4A4B-423A-823F-141A038F04C7}
2821 | wMAIN-4460 | GB | CLEARWATER APARTMENTS | 2005 | Clearwater Apartments | None | None | 21.4349 | PVC | 8 |  | 75 | 160 | 3429.587 | 342.9587 | 565.8819 | 4338.4276 | 56 |  | Potable | 1 | 1 | 1 | 1 | 2011-11-08 15:18 | BAXTER\todd.deboer |  | V-298 |  | 1GB72-BLDG | {A0FA3194-344E-40CE-8762-92036DD40144}
2822 | wMAIN-4461 | DC | AMERICINN | 1992 | Days Inn & Suites | None | None | 143.0307 | PVC | 6 |  | 75 | 140 | 20024.2927 | 2002.4293 | 3304.0083 | 25330.7302 | 43 |  | Potable | 1 | 1 | 1 | 1 | 2011-11-08 15:18 | BAXTER\todd.deboer |  | FIT-358 |  | 1DC48-BLDG. | {DA62E404-FAC9-47FE-A197-D5B6AED085CC}
2823 | wMAIN-4462 | EG | S.P. NO. 1805-58 (T.H. 210) | 1998 | Elmwood Dr | Forthun Rd | Garrison Rd | 312.4892 | PVC | 8 |  | 75 | 160 | 49998.2696 | 4999.827 | 8249.7145 | 63247.811 | 49 |  | Potable | 1 | 1 | 1 | 1 | 2011-11-08 15:18 | BAXTER\todd.deboer | 268 | FIT-1560 | FIT-1046 | 1EG26-1EG29 | {E5A0E039-840E-4B1B-BCAE-12D937063599}
2824 | wMAIN-4463 | EF | S.P. NO. 1805-58 (T.H. 210) | 1998 | Elder Dr | Garrison Rd | Forthun Rd | 318.2883 | PVC | 12 |  | 75 | 200 | 63657.6656 | 6365.7666 | 10503.5148 | 80526.947 | 49 |  | Potable | 1 | 1 | 1 | 1 | 2011-11-08 15:18 | BAXTER\todd.deboer | 268 | FIT-1567 | FIT-1568 | 1EF16-1EG01 | {AF31A4E9-89A7-4193-97FD-C91A121AC496}
2825 | wMAIN-4464 | FG | 2000 GLORY ROAD IMPROVEMENTS | 2000 | Glory Rd | Falcon Dr | RiverStone Professional Centre | 375.0194 | PVC | 8 |  | 75 | 160 | 60003.1091 | 6000.3109 | 9900.513 | 75903.933 | 51 | CONNECTED TO EXISTING | Potable | 1 | 1 | 1 | 1 | 2011-11-08 15:18 | BAXTER\todd.deboer | 185 | FIT-1537 |  | 1FG12-1FG19 | {874DC5A7-3835-4005-86D1-E207AAF8C93F}
2826 | wMAIN-4465 | FG | 2000 GLORY ROAD IMPROVEMENTS | 2000 | Glory Rd | Falcon Dr | RiverStone Professional Centre | 45.6986 | PVC | 8 |  | 75 | 160 | 7311.7796 | 731.178 | 1206.4436 | 9249.4011 | 51 |  | Potable | 1 | 1 | 1 | 1 | 2011-11-08 15:18 | BAXTER\todd.deboer | 185 | FIT-1456 | V-352 | 1FG09-1FG07 | {2B14B374-F06D-4080-ABFF-B424246633EE}
2827 | wMAIN-4466 | FF | S.P. NO. 1805-58 (T.H. 210) | 1998 | Water Tower | None | None | 316.1279 | PVC | 12 |  | 75 | 200 | 63225.578 | 6322.5578 | 10432.2204 | 79980.3562 | 49 |  | Potable | 1 | 1 | 1 | 1 | 2011-11-08 15:18 | BAXTER\todd.deboer | 268 | V-343 | FIT-875 | 1FF01-1FF35 | {CDE08ABD-84D6-4396-90E6-FFD5EF2501E7}
2828 | wMAIN-4467 | LI | WEDGEWOOD AND OAK STREET IMPROVEMENTS | 1992 | Mountain Ash Dr | Lakewood Ln | Parkwood Dr | 601.1614 | PVC | 8 |  | 75 | 160 | 96185.8305 | 9618.5831 | 15870.662 | 121675.0756 | 43 |  | Potable | 1 | 1 | 1 | 1 | 2011-11-08 15:18 | BAXTER\todd.deboer | 289 | FIT-1665 | FIT-1663 | 1LI19-1KI09 | {6E9E31C8-F89D-4936-B6B7-5C222974A0A7}
2829 | wMAIN-4468 | LI | WEDGEWOOD AND OAK STREET IMPROVEMENTS | 1992 | Mountain Ash Dr | Wedgewood Rd | Lakewood Ln | 451.019 | PVC | 8 |  | 75 | 160 | 72163.0478 | 7216.3048 | 11906.9029 | 91286.2554 | 43 |  | Potable | 1 | 1 | 1 | 1 | 2011-11-08 15:18 | BAXTER\todd.deboer | 289 | FIT-1667 | FIT-1665 | 1LI16-1LI19 | {C3F105F9-82B7-4368-9188-CAD27892293A}
2830 | wMAIN-4469 | KI | WEDGEWOOD AND OAK STREET IMPROVEMENTS | 1992 | Mountain Ash Dr | Lakewood Ln | Parkwood Dr | 315.1261 | PVC | 8 |  | 75 | 160 | 50420.1739 | 5042.0174 | 8319.3287 | 63781.52 | 43 |  | Potable | 1 | 1 | 1 | 1 | 2011-11-08 15:18 | BAXTER\todd.deboer | 289 | FIT-1663 | V-369 | 1KI09-1KI12 | {B511E494-6038-4DB3-BB2C-7810AAD9753C}
2831 | wMAIN-4470 | AD | 1977 MUNICIPAL SANITARY SEWER AND WATER SYSTEMS CONSTRUCTION | 1977 | Fairview Rd | Westport Shopping Center | Paul Bunyan Trl | 22.4346 | DIP | 12 |  | 75 | 200 | 4486.9187 | 448.6919 | 740.3416 | 5675.9522 | 28 |  | Potable | 1 | 1 | 1 | 1 | 2011-11-08 15:18 | BAXTER\todd.deboer | 100 | V-388 | FIT-886 | 1AD04-1AD59 | {1964268D-463D-4DB1-988E-10F2A9F63A80}
2832 | wMAIN-4471 | CD | 1977 MUNICIPAL SANITARY SEWER AND WATER SYSTEMS CONSTRUCTION | 1977 | Excelsior Rd | Super One Foods | Cypress Dr | 379.311 | DIP | 12 |  | 75 | 200 | 75862.1918 | 7586.2192 | 12517.2616 | 95965.6726 | 28 |  | Potable | 1 | 1 | 1 | 1 | 2020-06-15 11:36 | BAXTER\tdeboer | 100 | wFIT-1520 | wFIT-118 | 1CD07-1CD16 | {A1A07903-835E-418C-9DB7-B9E5039C4822}
2833 | wMAIN-4472 | BD | 1977 MUNICIPAL SANITARY SEWER AND WATER SYSTEMS CONSTRUCTION | 1977 | Excelsior Rd | Cypress Dr | Fairview Rd | 742.9265 | PVC | 12 |  | 75 | 200 | 148585.3038 | 14858.5304 | 24516.5751 | 187960.4093 | 28 |  | Potable | 1 | 1 | 1 | 1 | 2011-11-08 15:18 | BAXTER\todd.deboer | 100 | V-390 | FIT-1516 | 1CD13-1BD01 | {AC071D10-4135-4F3F-BFD4-FA088DD1BA23}
2834 | wMAIN-4473 | EC | 1977 MUNICIPAL SANITARY SEWER AND WATER SYSTEMS CONSTRUCTION | 1977 | Edgewood Dr | Clearwater Rd | Hirshfield's Baxter | 440.1299 | DIP | 10 |  | 75 | 180 | 79223.3884 | 7922.3388 | 13071.8591 | 100217.5863 | 28 |  | Potable | 1 | 1 | 1 | 1 | 2013-08-08 14:52 | BAXTER\todd.deboer | 100 | wFIT-1502 | wVLV-1264 | 1EC11-1EC10 | {1DA22309-5FDE-4415-B274-B9500C6A7F18}
2835 | wMAIN-4474 | CG | 1993 INDUSTRIAL PARK IMPROVEMENTS | 1995 | Dogwood Dr | Goedderz Rd | College Rd | 306.0184 | PVC | 8 |  | 75 | 160 | 48962.9369 | 4896.2937 | 8078.8846 | 61938.1152 | 46 |  | Potable | 1 | 1 | 1 | 1 | 2017-06-15 10:24 | BAXTER\todd.deboer | 200 | wFIT-1555 |  | 1CG15-1CG18 | {FA6A9C34-4E1D-48E9-A963-F618957CE75C}
2836 | wMAIN-4475 | CF | 1993 INDUSTRIAL PARK IMPROVEMENTS | 1995 | Dogwood Dr | Industrial Park Rd | Goedderz Rd | 587.0098 | PVC | 8 |  | 75 | 160 | 93921.5724 | 9392.1572 | 15497.0595 | 118810.7891 | 46 |  | Potable | 1 | 1 | 1 | 1 | 2021-03-17 09:14 | BAXTER\tdeboer | 200 | wVLV-2053 | wFIT-1543 | 1CG18-1CF01 | {EB4070A5-AEBC-40CD-BD46-530F5B9D65A0}
2837 | wMAIN-4476 | BG | GREENWOOD SOUTH SEWER AND WATER IMPROVEMENTS | 1994 | Basswood Rd | College Rd | Cypress Dr | 577.1061 | PVC | 6 |  | 75 | 140 | 80794.8558 | 8079.4856 | 13331.1512 | 102205.4926 | 45 |  | Potable | 1 | 1 | 1 | 1 | 2021-03-16 15:47 | BAXTER\tdeboer | 120 | wVLV-418 | wFIT-1549 | 1BG14-1BG15 | {38CBC7B5-4293-4331-B724-A2801847D37B}
2838 | wMAIN-4477 | BD | EXCELSIOR ROAD EXTENSION, JACKSON STREET AND FRONTAGE ROAD IMPROVEMENTS | 1993 | Excelsior Rd | Cypress Dr | Broadmor Dr | 413.1761 | PVC | 10 |  | 75 | 180 | 74371.6957 | 7437.1696 | 12271.3298 | 94080.195 | 44 |  | Potable | 1 | 1 | 1 | 1 | 2011-11-08 15:18 | BAXTER\todd.deboer | 176 | FIT-1517 | V-429 | 1BD04-1BD07 | {776F5F21-E0D1-450A-B3FA-01535B53A990}
2839 | wMAIN-4478 | AD | EXCELSIOR ROAD EXTENSION, JACKSON STREET AND FRONTAGE ROAD IMPROVEMENTS | 1993 | Excelsior Rd | Broadmor Dr | Conservation Dr | 360.408 | PVC | 10 |  | 75 | 180 | 64873.4397 | 6487.344 | 10704.1175 | 82064.9012 | 44 |  | Potable | 1 | 1 | 1 | 1 | 2011-11-08 15:18 | BAXTER\todd.deboer | 176 | FIT-1508 | V-433 | 1BD20-1AD12 | {3C9A165F-5094-400F-AECC-9B3312DFCACC}
2840 | wMAIN-4479 | BD | EXCELSIOR ROAD EXTENSION, JACKSON STREET AND FRONTAGE ROAD IMPROVEMENTS | 1993 | Excelsior Rd | Broadmor Dr | Conservation Dr | 149.9087 | PVC | 10 |  | 75 | 180 | 26983.5749 | 2698.3575 | 4452.2899 | 34134.2222 | 44 |  | Potable | 1 | 1 | 1 | 1 | 2011-11-08 15:18 | BAXTER\todd.deboer | 176 | FIT-1510 | FIT-1508 | 1BD14-1BD20 | {CC7F1F7E-86F1-43C3-922E-61C028232B96}
2841 | wMAIN-4480 | BD | EXCELSIOR ROAD EXTENSION, JACKSON STREET AND FRONTAGE ROAD IMPROVEMENTS | 1993 | Excelsior Rd | Cypress Dr | Broadmor Dr | 243.2616 | PVC | 10 |  | 75 | 180 | 43787.0951 | 4378.7095 | 7224.8707 | 55390.6753 | 44 |  | Potable | 1 | 1 | 1 | 1 | 2011-11-08 15:18 | BAXTER\todd.deboer | 176 | FIT-1512 | FIT-1107 | 1BD08-1BD23 | {8FC36D65-1F24-488C-8ACE-010259492F22}
2842 | wMAIN-4481 | BD | EXCELSIOR ROAD EXTENSION, JACKSON STREET AND FRONTAGE ROAD IMPROVEMENTS | 1993 | Excelsior Rd | Cypress Dr | Broadmor Dr | 381.2831 | PVC | 10 |  | 75 | 180 | 68630.954 | 6863.0954 | 11324.1074 | 86818.1568 | 44 |  | Potable | 1 | 1 | 1 | 1 | 2011-11-08 15:18 | BAXTER\todd.deboer | 176 | V-441 | FIT-1517 | 1CD15-1BD04 | {9D3805AF-B1C2-4AEE-B1C5-5F8CBDBAA7EE}
2843 | wMAIN-4482 | AD | EXCELSIOR ROAD EXTENSION, JACKSON STREET AND FRONTAGE ROAD IMPROVEMENTS | 1993 | Conservation Dr | Excelsior Rd | Lake 12 Theatre | 181.4756 | PVC | 10 |  | 75 | 180 | 32665.6082 | 3266.5608 | 5389.8254 | 41321.9944 | 44 |  | Potable | 1 | 1 | 1 | 1 | 2011-11-08 15:18 | BAXTER\todd.deboer | 176 | V-436 | FIT-1980 | 1AD14-1AD15 | {5AFECC62-74EA-47F7-925F-5AE8D78944C6}
2844 | wMAIN-4483 | AD | EXCELSIOR ROAD EXTENSION, JACKSON STREET AND FRONTAGE ROAD IMPROVEMENTS | 1993 | Excelsior Rd | Conservation Dr | Baxter Dr | 728.088 | PVC | 10 |  | 75 | 180 | 131055.8358 | 13105.5836 | 21624.2129 | 165785.6323 | 44 |  | Potable | 1 | 1 | 1 | 1 | 2011-11-08 15:18 | BAXTER\todd.deboer | 176 | FIT-1507 |  | 1AD24-1AD27 | {1E16E93C-4D15-4AD8-A8DE-8BDA9B98594C}
2845 | wMAIN-4484 | EA | EXCELSIOR ROAD EXTENSION, JACKSON STREET AND FRONTAGE ROAD IMPROVEMENTS | 1993 | Edgewood Dr | North Pointe Centre | Woida Rd | 502.599 | PVC | 10 |  | 75 | 180 | 90467.8268 | 9046.7827 | 14927.1914 | 114441.801 | 44 |  | Potable | 1 | 1 | 1 | 1 | 2012-08-13 13:50 | BAXTER\Todd.DeBoer | 176 | wFIT-1495 | wFIT-1493 | 1EB16-1EA09 | {1EBFAE6D-794E-416F-9497-DE665E8DD6A8}
2846 | wMAIN-4485 | EA | EXCELSIOR ROAD EXTENSION, JACKSON STREET AND FRONTAGE ROAD IMPROVEMENTS | 1993 | Edgewood Dr | North Pointe Centre | Woida Rd | 418.205 | PVC | 10 |  | 75 | 180 | 75276.9053 | 7527.6905 | 12420.6894 | 95225.2852 | 44 |  | Potable | 1 | 1 | 1 | 1 | 2011-11-08 15:18 | BAXTER\todd.deboer | 176 | FIT-1488 | V-447 | 1EA15-1EA18 | {009C6AD6-C342-4C2C-BA8A-F9093CEC1435}
2847 | wMAIN-4486 | EB | EXCELSIOR ROAD EXTENSION, JACKSON STREET AND FRONTAGE ROAD IMPROVEMENTS | 1993 | Edgewood Dr | Best Buy | Clearwater Rd | 341.3002 | PVC | 10 |  | 75 | 180 | 61434.031 | 6143.4031 | 10136.6151 | 77714.0492 | 44 |  | Potable | 1 | 1 | 1 | 1 | 2011-11-08 15:18 | BAXTER\todd.deboer | 176 | V-451 |  | 1EB07-1EB19 | {731FD3F2-0D9E-4CD1-A381-60E6DD7714E5}
2848 | wMAIN-4487 | EF | S.P. NO. 1805-58 (T.H. 210) | 1998 | Forthun Rd | Elder Dr | Isle Dr | 6.8799 | PVC | 12 |  | 75 | 200 | 1375.9768 | 137.5977 | 227.0362 | 1740.6106 | 49 |  | Potable | 1 | 1 | 1 | 1 | 2011-11-08 15:18 | BAXTER\todd.deboer | 268 | FIT-1568 | V-1503 | 1EF16-1EF30 | {C56B1DAC-03B6-4A37-8A01-D8C5CF394D00}
2849 | wMAIN-4489 | BF | 1985 INDUSTRIAL PARK IMPROVEMENTS | 1985 | Industrial Park Rd | Cypress Dr | Highland Senic Dr | 474.8223 | PVC | 12 |  | 75 | 200 | 94964.4631 | 9496.4463 | 15669.1364 | 120130.0459 | 36 |  | Potable | 1 | 1 | 1 | 1 | 2020-06-09 08:55 | BAXTER\tdeboer | 200 | wVLV-2144 | wFIT-1540 | 1BF07-1BF04 | {75B5870F-4E1A-47AD-9675-6E19BD584A44}
2850 | wMAIN-4490 | CF | 1981 UTILITY IMPROVEMENTS | 1981 | Industrial Park Rd | American Institute of Nondestructive Testing (AINDT) | Dogwood Dr | 126.7512 | PVC | 12 |  | 75 | 200 | 25350.2455 | 2535.0245 | 4182.7905 | 32068.0605 | 32 |  | Potable | 1 | 1 | 1 | 1 | 2021-03-17 09:15 | BAXTER\tdeboer | 102 | wVLV-1845 | wFIT-2021 | 1CF05-1CF12 | {21C042BC-5B4A-471B-9415-0DB5B2C7F8B5}
2851 | wMAIN-4491 | ND | SEWER AND WATER IMPROVEMENTS | 1989 | Memorywood Dr | Cottage Grove Ter | Circle Pines Rd | 578.6153 | PVC | 10 |  | 75 | 180 | 104150.7615 | 10415.0761 | 17184.8756 | 131750.7133 | 40 |  | Potable | 1 | 1 | 1 | 1 | 2021-03-08 13:19 | BAXTER\tdeboer | 280 | wFIT-1628 | wFIT-1627 | 1ND08-1NC01 | {8DD98F2A-F474-4060-A7AF-D6A01806B603}
2852 | wMAIN-4492 | MC | SEWER AND WATER IMPROVEMENTS | 1989 | Memorywood Dr | Mesa Oak Dr | Cottage Grove Ter | 525.6876 | PVC | 10 |  | 75 | 180 | 94623.7594 | 9462.3759 | 15612.9203 | 119699.0556 | 40 |  | Potable | 1 | 1 | 1 | 1 | 2021-03-08 12:27 | BAXTER\tdeboer | 280 | wVLV-505 | wFIT-1609 | 1MC07-1MC08 | {D6F63B18-7A50-4078-987A-8E7CAFE2F3D1}
2853 | wMAIN-4493 | ND | SEWER AND WATER IMPROVEMENTS | 1989 | Memorywood Dr | Cottage Grove Ter | Circle Pines Rd | 604.3849 | PVC | 10 |  | 75 | 180 | 108789.2797 | 10878.928 | 17950.2311 | 137618.4388 | 40 |  | Potable | 1 | 1 | 1 | 1 | 2021-03-08 13:18 | BAXTER\tdeboer | 280 | wVLV-512 | wFIT-1628 | 1ND07-1ND08 | {7A653679-15BD-4F00-873A-B925465326EE}
2854 | wMAIN-4494 | MC | SEWER AND WATER IMPROVEMENTS | 1989 | Memorywood Dr | Mesa Oak Dr | Cottage Grove Ter | 595.8891 | PVC | 10 |  | 75 | 180 | 107260.0452 | 10726.0045 | 17697.9075 | 135683.9571 | 40 |  | Potable | 1 | 1 | 1 | 1 | 2021-03-08 13:21 | BAXTER\tdeboer | 280 | wVLV-516 | wFIT-1613 | 1NC07-1MC01 | {409BC7A3-91EC-4AE2-B35F-241D9375CE89}
2855 | wMAIN-4495 | MC | SEWER AND WATER IMPROVEMENTS | 1989 | Memorywood Dr | Mesa Oak Dr | Cottage Grove Ter | 524.3168 | PVC | 10 |  | 75 | 180 | 94377.0312 | 9437.7031 | 15572.2102 | 119386.9445 | 40 |  | Potable | 1 | 1 | 1 | 1 | 2021-03-10 08:14 | BAXTER\tdeboer | 280 | wFIT-1613 | wFIT-1612 | 1MC01-1MC04 | {85AFEEDD-2C0E-46D7-83FE-4E762925D940}
2856 | wMAIN-4496 | JE | SEWER AND WATER IMPROVEMENTS | 1989 | Cherrywood Dr | Donald St | None | 476.1597 | PVC | 8 |  | 75 | 160 | 76185.5528 | 7618.5553 | 12570.6162 | 96374.7243 | 40 |  | Potable | 1 | 1 | 1 | 1 | 2011-11-08 15:18 | BAXTER\todd.deboer | 280 | FIT-1592 | FIT-1591 | 1JE06-1IE01 | {F11B8CE3-4BB4-479B-927E-0088F37FC91D}
2857 | wMAIN-4497 | IE | SEWER AND WATER IMPROVEMENTS | 1989 | Cherrywood Dr | Inglewood Dr | Cherrywood Dr | 588.2082 | PVC | 8 |  | 75 | 160 | 94113.3159 | 9411.3316 | 15528.6971 | 119053.3446 | 40 |  | Potable | 1 | 1 | 1 | 1 | 2011-11-08 15:18 | BAXTER\todd.deboer | 280 | FIT-1585 | V-533 | 1IE09-1IE12 | {1D1AE554-BAF3-4853-93D1-03DBE268F400}
2858 | wMAIN-4498 | LF | SEWER AND WATER IMPROVEMENTS | 1989 | Maplewood Dr | Art Ward Dr | None | 581.0132 | PVC | 8 |  | 75 | 160 | 92962.1082 | 9296.2108 | 15338.7478 | 117597.0668 | 40 |  | Potable | 1 | 1 | 1 | 1 | 2011-11-08 15:18 | BAXTER\todd.deboer | 280 | V-537 | FIT-1605 | 1LG19-1LF01 | {8B662BD8-967B-474A-A6E0-606594531DF8}
2859 | wMAIN-4499 | LF | SEWER AND WATER IMPROVEMENTS | 1989 | Art Ward Dr | Maplewood Dr | Baxter Lions Rd | 540.5468 | PVC | 8 |  | 75 | 160 | 86487.4892 | 8648.7489 | 14270.4357 | 109406.6738 | 40 |  | Potable | 1 | 1 | 1 | 1 | 2011-11-08 15:18 | BAXTER\todd.deboer | 280 | FIT-1603 | V-534 | 1LF08-1LF09 | {D7FF6958-66F8-4A1A-ADD9-62235CB08C8B}
2860 | wMAIN-4500 | LF | SEWER AND WATER IMPROVEMENTS | 1989 | Maplewood Dr | Art Ward Dr | None | 607.0002 | PVC | 8 |  | 75 | 160 | 97120.0256 | 9712.0026 | 16024.8042 | 122856.8324 | 40 |  | Potable | 1 | 1 | 1 | 1 | 2011-11-08 15:18 | BAXTER\todd.deboer | 280 | FIT-1605 | FIT-1604 | 1LF01-1LF04 | {CD706F8B-3028-422F-A068-3EB7BF22CBED}
2861 | wMAIN-4501 | PI | 1998 EIDE SANITARY SEWER AND WATERMAIN IMPROVEMENTS ELEVENTH SOUTHDALE ADDITION TO BAXTER | 1998 | Brentwood Rd | Briarwood Ln | Brentwood Ln | 307 | PVC | 6 |  | 75 | 140 | 42979.9931 | 4297.9993 | 7091.6989 | 54369.6913 | 49 |  | Potable | 1 | 1 | 1 | 1 | 2011-11-08 15:18 | BAXTER\todd.deboer | 264 | FIT-1658 | V-541 | 1PI11-1PI14 | {A4A65357-E1BA-4787-9282-2730EFE1E4EB}
2862 | wMAIN-4502 | PI | 1998 EIDE SANITARY SEWER AND WATERMAIN IMPROVEMENTS ELEVENTH SOUTHDALE ADDITION TO BAXTER | 1998 | Brentwood Rd | Briarwood Ln | Brentwood Ln | 504.9996 | PVC | 6 |  | 75 | 140 | 70699.9492 | 7069.9949 | 11665.4916 | 89435.4357 | 49 |  | Potable | 1 | 1 | 1 | 1 | 2011-11-08 15:18 | BAXTER\todd.deboer | 264 | V-543 | FIT-1658 | 1PI10-1PI11 | {13B37B17-9D2B-46E5-ACA8-CF5117FEF99B}
2863 | wMAIN-4503 | OE | WESTWOOD OAKS DEVELOPMENT | 1996 | Emily Rd | Kelly Dr | Memorywood Dr | 554.6063 | PVC | 10 |  | 75 | 180 | 99829.1338 | 9982.9134 | 16471.8071 | 126283.8543 | 47 | CONNECTED TO EXISTING | Potable | 1 | 1 | 1 | 1 | 2021-03-08 12:41 | BAXTER\tdeboer | 296 | wFIT-1637 | wFIT-1636 | 1OE04-1OE01 | {5BDD473D-4131-4DC2-A823-6302EA457CC1}
2864 | wMAIN-4505 | NC | WHITE SAND NORTH 1999 PHASE 3 IMPROVEMENTS | 2002 | Camden Rd | Northwoods Dr | Cottage Grove Dr | 424.8475 | PVC | 6 |  | 75 | 140 | 59478.6474 | 5947.8647 | 9813.9768 | 75240.489 | 53 | CONNECTED TO EXISTING | Potable | 1 | 1 | 1 | 1 | 2011-11-08 15:18 | BAXTER\todd.deboer | 299 | FIT-1898 | FIT-1616 | 1NC37-1NC50 | {344C4CB0-F6F7-47F1-8618-8AB740690DFE}
2865 | wMAIN-4506 | NC | WHITE SAND NORTH 1999 PHASE 3 IMPROVEMENTS | 2002 | Camden Rd | Northwoods Dr | Cottage Grove Dr | 489.075 | PVC | 6 |  | 75 | 140 | 68470.4994 | 6847.0499 | 11297.6324 | 86615.1818 | 53 | CONNECTED TO EXISTING | Potable | 1 | 1 | 1 | 1 | 2011-11-08 15:18 | BAXTER\todd.deboer | 299 | FIT-1616 | FIT-1900 | 1NC50-1NC12 | {B2CFA3AA-9CA5-486B-8BBE-96FF60970340}
2866 | wMAIN-4507 | IE | CHERRYWOOD, CHARLES | 1999 | Cherrywood Dr | Edmonton Rd | Cherrywood Dr | 253.0046 | PVC | 6 |  | 75 | 140 | 35420.6414 | 3542.0641 | 5844.4058 | 44807.1114 | 50 |  | Potable | 1 | 1 | 1 | 1 | 2011-11-08 15:18 | BAXTER\todd.deboer | 146 | FIT-1589 | FIT-1588 | 1IE19-1IE21 | {CECDE802-0313-470F-8F02-17A8765088F8}
2867 | wMAIN-4508 | IE | SEWER AND WATER IMPROVEMENTS | 1989 | Cherrywood Dr | Inglewood Dr | Cherrywood Dr | 97.5789 | PVC | 8 |  | 75 | 160 | 15612.629 | 1561.2629 | 2576.0838 | 19749.9757 | 40 |  | Potable | 1 | 1 | 1 | 1 | 2011-11-08 15:18 | BAXTER\todd.deboer | 280 | V-585 | FIT-1585 | 1IE08-1IE09 | {F97D6CC1-2C26-46C2-A911-6CC7D8E9AD48}
2868 | wMAIN-4509 | IE | CHERRYWOOD, CHARLES | 1999 | Cherrywood Dr | Edmonton Rd | Cherrywood Dr | 444.5075 | PVC | 6 |  | 75 | 140 | 62231.056 | 6223.1056 | 10268.1242 | 78722.2858 | 50 |  | Potable | 1 | 1 | 1 | 1 | 2011-11-08 15:18 | BAXTER\todd.deboer | 146 | FIT-1588 | V-584 | 1IE21-1IE24 | {C9432C74-FDA3-46C1-B19E-6C1F265F96BD}
2869 | wMAIN-4510 | IE | SEWER AND WATER IMPROVEMENTS | 1989 | Cherrywood Dr | Edmonton Rd | Cherrywood Dr | 393.4564 | PVC | 8 |  | 75 | 160 | 62953.0166 | 6295.3017 | 10387.2477 | 79635.566 | 40 |  | Potable | 1 | 1 | 1 | 1 | 2011-11-08 15:18 | BAXTER\todd.deboer | 280 | FIT-1902 | V-532 | 1IE04-1IE05 | {3C68ABE7-7258-4416-AEA2-91E3C600BB96}
2870 | wMAIN-4511 | IE | CHERRYWOOD, CHARLES | 1999 | Cherrywood Dr | Donald St | Edmonton Rd | 139.8629 | PVC | 8 |  | 75 | 160 | 22378.0684 | 2237.8068 | 3692.3813 | 28308.2565 | 50 | CONNECTED TO EXISTING | Potable | 1 | 1 | 1 | 1 | 2011-11-08 15:18 | BAXTER\todd.deboer | 146 | FIT-1591 | FIT-1590 | 1IE01-1IE03 | {C9204109-2647-4ED0-8D72-631EDB036141}
2871 | wMAIN-4512 | FE | 1977 MUNICIPAL SANITARY SEWER AND WATER SYSTEMS CONSTRUCTION | 1977 | Flintwood Dr | Excelsior Rd | None | 472.8317 | DIP | 10 |  | 75 | 180 | 85109.7106 | 8510.9711 | 14043.1022 | 107663.7839 | 28 |  | Potable | 1 | 1 | 1 | 1 | 2011-11-08 15:18 | BAXTER\todd.deboer | 100 | FIT-1528 | FIT-1223 | 1FE11-1FE08 | {B1AEB6D4-20A0-41AC-84A5-1797167F1243}
2872 | wMAIN-4513 | DH | INDUSTRIAL PARK IMPROVEMENTS PHASE 3 | 2001 | Lakewood Orthodontic Lab | Douglas Fir Dr | None | 255.9129 | PVC | 10 |  | 75 | 180 | 46064.3169 | 4606.4317 | 7600.6123 | 58271.3609 | 52 |  | Potable | 1 | 1 | 1 | 1 | 2011-11-08 15:18 | BAXTER\todd.deboer | 199 | V-649 | FIT-1425 | 1DH06-1DH07 | {1A5B7DBB-D405-4A9E-9D44-B8449B4CEC22}
2873 | wMAIN-4514 | CH | INDUSTRIAL PARK IMPROVEMENTS PHASE 3 | 2001 | Lindar Corporation | Hastings Rd | None | 319.3743 | PVC | 8 |  | 75 | 160 | 51099.8891 | 5109.9889 | 8431.4817 | 64641.3597 | 52 |  | Potable | 1 | 1 | 1 | 1 | 2011-11-08 15:18 | BAXTER\todd.deboer | 199 | FIT-1440 | FIT-1439 | 1CH33-1CH36 | {F7A48106-75DA-4C57-AECC-BCC22A4C0642}
2874 | wMAIN-4515 | CH | INDUSTRIAL PARK IMPROVEMENTS PHASE 3 | 2001 | Lindar Corporation | Hinckley Rd | None | 399.9972 | PVC | 8 |  | 75 | 160 | 63999.5475 | 6399.9548 | 10559.9253 | 80959.4276 | 52 |  | Potable | 1 | 1 | 1 | 1 | 2011-11-08 15:18 | BAXTER\todd.deboer | 199 | FIT-1439 | FIT-1438 | 1CH36-1CH39 | {5A9088E9-2D42-4338-BC7D-7C7F3212E856}
2875 | wMAIN-4516 | BH | INDUSTRIAL PARK IMPROVEMENTS PHASE 3 | 2001 | Hinckley Rd | Cypress Dr | Lindar Corporation | 455.4118 | PVC | 10 |  | 75 | 180 | 81974.1157 | 8197.4116 | 13525.7291 | 103697.2564 | 52 |  | Potable | 1 | 1 | 1 | 1 | 2011-11-08 15:18 | BAXTER\todd.deboer | 199 | FIT-1450 | FIT-1415 | 1CI11-1BH32 | {373BED59-08D8-4B53-A3B3-50C7AB57F75B}
2876 | wMAIN-4517 | BH | INDUSTRIAL PARK IMPROVEMENTS PHASE 3 | 2001 | Cypress Dr | Cypress Courts | None | 424.2146 | PVC | 12 |  | 75 | 200 | 84842.91 | 8484.291 | 13999.0802 | 107326.2812 | 52 |  | Potable | 1 | 1 | 1 | 1 | 2011-11-08 15:18 | BAXTER\todd.deboer | 199 | FIT-1448 | V-616 | 1BH19-1BH22 | {A091034A-0A2A-4FEF-AE9B-407962D24233}
2877 | wMAIN-4518 | CH | INDUSTRIAL PARK IMPROVEMENTS PHASE 3 | 2001 | Nor-Son | Vision Electrical Services | Hastings Rd | 449.3729 | PVC | 8 |  | 75 | 160 | 71899.6678 | 7189.9668 | 11863.4452 | 90953.0798 | 52 |  | Potable | 1 | 1 | 1 | 1 | 2011-11-08 15:18 | BAXTER\todd.deboer | 199 | V-625 | FIT-1443 | 1CH49-1CH50 | {C8178043-A4B2-46D3-B27A-43612A83F4BC}
2878 | wMAIN-4519 | CH | INDUSTRIAL PARK IMPROVEMENTS PHASE 3 | 2001 | Hastings Rd | Cypress Dr | Dogwood Dr | 324.2857 | PVC | 12 |  | 75 | 200 | 64857.1449 | 6485.7145 | 10701.4289 | 82044.2884 | 52 |  | Potable | 1 | 1 | 1 | 1 | 2011-11-08 15:18 | BAXTER\todd.deboer | 199 | FIT-1442 | FIT-1444 | 1CH42-1CH45 | {1697FF02-A038-4DCB-8554-300B40DC0B32}
2879 | wMAIN-4520 | DH | INDUSTRIAL PARK IMPROVEMENTS PHASE 3 | 2001 | Douglas Fir Dr | Hinckley Rd | Hastings Rd | 415.7548 | PVC | 12 |  | 75 | 200 | 83150.9633 | 8315.0963 | 13719.9089 | 105185.9685 | 52 |  | Potable | 1 | 1 | 1 | 1 | 2011-11-08 15:18 | BAXTER\todd.deboer | 199 | V-634 | V-638 | 1DH39-1DI01 | {DF0F97F4-CF00-42AD-9FD2-B0A65C217791}
2880 | wMAIN-4521 | DH | INDUSTRIAL PARK IMPROVEMENTS PHASE 3 | 2001 | Lakewood Orthodontic Lab | Douglas Fir Dr | None | 120.2059 | PVC | 6 |  | 75 | 140 | 16828.8319 | 1682.8832 | 2776.7573 | 21288.4723 | 52 | STUB EAST | Potable | 1 | 1 | 1 | 1 | 2011-11-08 15:18 | BAXTER\todd.deboer | 199 | FIT-1425 | FIT-608 | 1DH07-1DH08 | {BF534237-E9D1-4C2C-B2F1-2E841A14D3C0}
2881 | wMAIN-4522 | AH | 2002 GREENWOOD, NORWAY HILLS AND CEDAR SCENIC IMPROVEMENTS | 2003 | Hinckley Ct | Berrywood Dr | Red Pine Cir | 419.6382 | PVC | 10 |  | 75 | 180 | 75534.8775 | 7553.4877 | 12463.2548 | 95551.62 | 54 |  | Potable | 1 | 1 | 1 | 1 | 2011-11-08 15:18 | BAXTER\todd.deboer | 191 | FIT-1413 | FIT-1412 | 1BH51-1AH01 | {582A384F-18F2-4ACE-8D97-AC7E98A18D91}
2882 | wMAIN-4523 | AH | 2002 GREENWOOD, NORWAY HILLS AND CEDAR SCENIC IMPROVEMENTS | 2003 | Red Pine Cir | Highland Senic Rd | Eagle Dr | 630.121 | PVC | 8 |  | 75 | 160 | 100819.3675 | 10081.9367 | 16635.1956 | 127536.4999 | 54 |  | Potable | 1 | 1 | 1 | 1 | 2011-11-08 15:18 | BAXTER\todd.deboer | 191 | FIT-1411 | FIT-1410 | 1AH17-1AH20 | {95BA73B7-309D-488F-AF19-C014FB9EB683}
2883 | wMAIN-4524 | AH | 2002 GREENWOOD, NORWAY HILLS AND CEDAR SCENIC IMPROVEMENTS | 2003 | Red Pine Cir | Highland Senic Rd | Hinckley Ct | 405.3127 | PVC | 10 |  | 75 | 180 | 72956.2795 | 7295.628 | 12037.7861 | 92289.6936 | 54 |  | Potable | 1 | 1 | 1 | 1 | 2011-11-08 15:18 | BAXTER\todd.deboer | 191 | FIT-1408 | FIT-1406 | 1AH06-1AH09 | {38510DB0-3E3D-40B8-8137-34129E502AC3}
2884 | wMAIN-4525 | AH | 2002 GREENWOOD, NORWAY HILLS AND CEDAR SCENIC IMPROVEMENTS | 2003 | Red Pine Cir | Highland Senic Rd | Hinckley Ct | 252.9593 | PVC | 10 |  | 75 | 180 | 45532.6826 | 4553.2683 | 7512.8926 | 57598.8435 | 54 |  | Potable | 1 | 1 | 1 | 1 | 2011-11-08 15:18 | BAXTER\todd.deboer | 191 | FIT-1406 | FIT-1407 | 1AH09-1AH12 | {94FC1EA4-4F37-47BD-B842-4AB60F9B0C8F}
2885 | wMAIN-4526 | BH | 2001 SOUTH INTERCEPTOR ROAD IMPROVEMENTS | 2003 | Berrywood Dr | Highland Senic Rd | Hinckley Ct | 214.1244 | PVC | 10 |  | 75 | 180 | 38542.3912 | 3854.2391 | 6359.4946 | 48756.1249 | 54 |  | Potable | 1 | 1 | 1 | 1 | 2011-11-08 15:18 | BAXTER\todd.deboer | 106 | V-684 | FIT-1968 | 1BH43-1BH44 | {CC83DCA5-F283-45BD-A377-BF55E6DB2404}
2886 | wMAIN-4527 | NE | SEWER AND WATER IMPROVEMENTS | 1989 | Memorywood Dr | Cedar Senic Rd | Emily Rd | 497.5531 | PVC | 10 |  | 75 | 180 | 89559.5605 | 8955.9561 | 14777.3275 | 113292.844 | 40 |  | Potable | 1 | 1 | 1 | 1 | 2021-03-08 12:44 | BAXTER\tdeboer | 280 | wFIT-1635 | wVLV-693 | 1NE06-1OD01 | {D26F8647-7C8F-40EA-B247-6868D809FDBA}
2887 | wMAIN-4528 | ND | SEWER AND WATER IMPROVEMENTS | 1989 | Memorywood Dr | Circle Pines Rd | Cedar Senic Rd | 315.579 | PVC | 10 |  | 75 | 180 | 56804.217 | 5680.4217 | 9372.6958 | 71857.3345 | 40 |  | Potable | 1 | 1 | 1 | 1 | 2021-03-08 13:14 | BAXTER\tdeboer | 280 | wVLV-692 | wFIT-1631 | 1OD08-1ND11 | {BBB8617E-D07F-4BEC-B072-F126790ACAAF}
2888 | wMAIN-4529 | PF | 2002 GREENWOOD, NORWAY HILLS AND CEDAR SCENIC IMPROVEMENTS | 2003 | Oakwood Dr | Deerwood Rd | Michelle Cir | 389.6357 | PVC | 8 |  | 75 | 160 | 62341.7062 | 6234.1706 | 10286.3815 | 78862.2583 | 54 |  | Potable | 1 | 1 | 1 | 1 | 2011-11-08 15:18 | BAXTER\todd.deboer | 191 | FIT-1391 | FIT-1392 | 1PF09-1PF12 | {15FA232D-13BB-430A-A384-CD194CA63AA7}
2889 | wMAIN-4530 | PF | 2002 GREENWOOD, NORWAY HILLS AND CEDAR SCENIC IMPROVEMENTS | 2003 | Oakwood Dr | Deerwood Rd | Michelle Cir | 294.6584 | PVC | 8 |  | 75 | 160 | 47145.3378 | 4714.5338 | 7778.9807 | 59638.8523 | 54 |  | Potable | 1 | 1 | 1 | 1 | 2011-11-08 15:18 | BAXTER\todd.deboer | 191 | V-713 | FIT-1391 | 1PF08-1PF09 | {4BE11D68-1F85-4F88-85C2-B3EB0D76F686}
2890 | wMAIN-4531 | PD | 2002 GREENWOOD, NORWAY HILLS AND CEDAR SCENIC IMPROVEMENTS | 2003 | Oakwood Dr | Cedar Senic Rd | None | 33.2417 | PVC | 12 |  | 75 | 200 | 6648.333 | 664.8333 | 1096.9749 | 8410.1413 | 54 | STUB NORTH | Potable | 1 | 1 | 1 | 1 | 2011-11-08 15:18 | BAXTER\todd.deboer | 191 | V-702 | FIT-598 | 1PD11-1PD12 | {5C67F73F-23D6-4EF2-BE02-0054456609F3}
2891 | wMAIN-4532 | PE | 2002 GREENWOOD, NORWAY HILLS AND CEDAR SCENIC IMPROVEMENTS | 2003 | Deerwood Rd | Oakwood Dr | Paper Birch Dr | 499.5163 | PVC | 8 |  | 75 | 160 | 79922.6156 | 7992.2616 | 13187.2316 | 101102.1088 | 54 |  | Potable | 1 | 1 | 1 | 1 | 2011-11-08 15:18 | BAXTER\todd.deboer | 191 | V-718 | FIT-1387 | 1PE11-1PE12 | {91403096-191D-415E-A13B-12A8F1DDAD5C}
2892 | wMAIN-4533 | PE | 2002 GREENWOOD, NORWAY HILLS AND CEDAR SCENIC IMPROVEMENTS | 2003 | Paper Birch Cir | Deerwood Dr | Michelle Cir | 545.4005 | PVC | 8 |  | 75 | 160 | 87264.0863 | 8726.4086 | 14398.5742 | 110389.0691 | 54 |  | Potable | 1 | 1 | 1 | 1 | 2011-11-08 15:18 | BAXTER\todd.deboer | 191 | V-723 | FIT-1384 | 1PE21-1PE22 | {30D95BBF-6232-477C-A6FD-AC5F661C65A8}
2893 | wMAIN-4534 | PE | 2002 GREENWOOD, NORWAY HILLS AND CEDAR SCENIC IMPROVEMENTS | 2003 | Emily Rd | Emily Rd | Michelle Cir | 258.6379 | PVC | 8 |  | 75 | 160 | 41382.0602 | 4138.206 | 6828.0399 | 52348.3062 | 54 |  | Potable | 1 | 1 | 1 | 1 | 2011-11-08 15:18 | BAXTER\todd.deboer | 191 | V-706 | FIT-1393 | 1PE36-1PE37 | {69D7E893-C3C3-4440-AEBD-3F5798E561F3}
2894 | wMAIN-4535 | PE | 2002 GREENWOOD, NORWAY HILLS AND CEDAR SCENIC IMPROVEMENTS | 2003 | Emily Rd | Deerwood Dr | Emily Rd | 450.6615 | PVC | 8 |  | 75 | 160 | 72105.846 | 7210.5846 | 11897.4646 | 91213.8952 | 54 |  | Potable | 1 | 1 | 1 | 1 | 2011-11-08 15:18 | BAXTER\todd.deboer | 191 | V-708 | V-705 | 1PE31-1PE32 | {F37C4CB4-268D-476A-8E28-F22AA4622D4A}
2895 | wMAIN-4536 | AG | 1981 UTILITY IMPROVEMENTS | 1981 | Aspen Dr | Greenwood Rd | None | 374.2688 | PVC | 6 |  | 75 | 140 | 52397.6332 | 5239.7633 | 8645.6095 | 66283.006 | 32 |  | Potable | 1 | 1 | 1 | 1 | 2011-11-08 15:18 | BAXTER\todd.deboer | 102 | V-732 | FIT-1372 | 1AG26-1AG27 | {185BD2C9-310A-45BC-8196-478D859D509C}
2896 | wMAIN-4537 | AG | 1981 UTILITY IMPROVEMENTS | 1981 | Greenwood Rd | Aspen Dr | Highland Senic Dr | 292.138 | PVC | 8 |  | 75 | 160 | 46742.0768 | 4674.2077 | 7712.4427 | 59128.7272 | 32 |  | Potable | 1 | 1 | 1 | 1 | 2011-11-08 15:18 | BAXTER\todd.deboer | 102 | FIT-1375 | FIT-1374 | 1AG25-1AG31 | {FF8831C5-3918-4DC3-B6AD-EAF4778DF170}
2897 | wMAIN-4538 | AG | 1981 UTILITY IMPROVEMENTS | 1981 | Greenwood Rd | Aspen Dr | Highland Senic Dr | 605.3964 | PVC | 8 |  | 75 | 160 | 96863.4213 | 9686.3421 | 15982.4645 | 122532.2279 | 32 |  | Potable | 1 | 1 | 1 | 1 | 2011-11-08 15:18 | BAXTER\todd.deboer | 102 | FIT-1374 | FIT-1373 | 1AG31-1AG34 | {59D03EF5-8E8B-4DAB-91CC-B9F14BAA8867}
2898 | wMAIN-4539 | AG | 1981 UTILITY IMPROVEMENTS | 1981 | Aspen Dr | Greenwood Rd | None | 377.2977 | PVC | 6 |  | 75 | 140 | 52821.6744 | 5282.1674 | 8715.5763 | 66819.4182 | 32 |  | Potable | 1 | 1 | 1 | 1 | 2011-11-08 15:18 | BAXTER\todd.deboer | 102 | V-730 | FIT-1371 | 1AG20-1AG21 | {05A5C951-5645-4817-A053-A70F7292AA22}
2899 | wMAIN-4540 | AG | 1981 UTILITY IMPROVEMENTS | 1981 | Greenwood Rd | Birch Dr | Aspen Dr | 489.7673 | PVC | 8 |  | 75 | 160 | 78362.7678 | 7836.2768 | 12929.8567 | 99128.9013 | 32 |  | Potable | 1 | 1 | 1 | 1 | 2011-11-08 15:18 | BAXTER\todd.deboer | 102 | FIT-1378 | FIT-1377 | 1BG54-1AG18 | {6CC22B7E-AC10-40F2-B45F-6B5349E9D999}
2900 | wMAIN-4541 | BG | 1981 UTILITY IMPROVEMENTS | 1981 | Greenwood Dr | Cypress Dr | Birch Dr | 69.6902 | PVC | 8 |  | 75 | 160 | 11150.4255 | 1115.0425 | 1839.8202 | 14105.2882 | 32 |  | Potable | 1 | 1 | 1 | 1 | 2021-03-16 14:52 | BAXTER\tdeboer | 102 | wFIT-1379 | wFIT-1378 | 1BG51-1BG54 | {30A5ACF3-24B0-4AB8-90DD-925E938CB0E8}
2901 | wMAIN-4542 | BG | 1999 COLLEGE ROAD IMPROVEMENTS | 2001 | College Rd | Heritage Church | Birch Dr | 149.0223 | PVC | 10 |  | 75 | 180 | 26824.0118 | 2682.4012 | 4425.9619 | 33932.3749 | 52 |  | Potable | 1 | 1 | 1 | 1 | 2011-11-08 15:18 | BAXTER\todd.deboer | 153 | FIT-1364 | FIT-1363 | 1BG41-1BG44 | {E6AF0B55-7A1B-44D3-B43C-A88992E06D30}
2902 | wMAIN-4543 | AG | 1999 COLLEGE ROAD IMPROVEMENTS | 2001 | College Rd | Conifer Dr | Heritage Church | 42.3607 | PVC | 10 |  | 75 | 180 | 7624.9329 | 762.4933 | 1258.1139 | 9645.5401 | 52 |  | Potable | 1 | 1 | 1 | 1 | 2011-11-08 15:18 | BAXTER\todd.deboer | 153 | FIT-1361 | FIT-1360 | 1AG01-1AG03 | {8584A774-74AD-4297-A12E-DB299F250AF0}
2903 | wMAIN-4544 | AG | 1999 COLLEGE ROAD IMPROVEMENTS | 2001 | College Rd | Highland Senic Rd | Conifer Dr | 634.2385 | PVC | 10 |  | 75 | 180 | 114162.9329 | 11416.2933 | 18836.8839 | 144416.1101 | 52 |  | Potable | 1 | 1 | 1 | 1 | 2011-11-08 15:18 | BAXTER\todd.deboer | 153 | FIT-1360 | FIT-1359 | 1AG03-1AG09 | {DA922DE0-3157-42EF-88BA-994D890D4246}
2904 | wMAIN-4545 | BG | 1993 INDUSTRIAL PARK IMPROVEMENTS | 1995 | College Rd | Dogwood Dr | Cypress Dr | 460.7295 | PVC | 10 |  | 75 | 180 | 82931.3152 | 8293.1315 | 13683.667 | 104908.1138 | 46 |  | Potable | 1 | 1 | 1 | 1 | 2011-11-08 15:18 | BAXTER\todd.deboer | 200 | V-756 | FIT-209 | 1CG13-1BG71 | {58F8FE34-9C06-4D9D-BC70-6EBA14CD1588}
2905 | wMAIN-4546 | AG | 1999 COLLEGE ROAD IMPROVEMENTS | 2001 | Conifer Dr | College Rd | Brandon Rd | 157.7101 | PVC | 6 |  | 75 | 140 | 22079.416 | 2207.9416 | 3643.1036 | 27930.4612 | 52 |  | Potable | 1 | 1 | 1 | 1 | 2011-11-08 15:18 | BAXTER\todd.deboer | 153 | FIT-1358 | V-285 | 1AG05-1AG08 | {EBFE246C-E88C-4B76-A56C-24561B1007C5}
2906 | wMAIN-4547 | DG | 1993 INDUSTRIAL PARK IMPROVEMENTS | 1995 | College Rd | Dogwood Dr | Industrial Park Rd | 582.9462 | PVC | 10 |  | 75 | 180 | 104930.3106 | 10493.0311 | 17313.5012 | 132736.8429 | 46 |  | Potable | 1 | 1 | 1 | 1 | 2011-11-08 15:18 | BAXTER\todd.deboer | 200 | FIT-1559 | FIT-1557 | 1DG05-1DG08 | {3546AB80-D1C2-4848-B09A-346FC84EE58C}
2907 | wMAIN-4548 | DG | 1993 INDUSTRIAL PARK IMPROVEMENTS | 1995 | College Rd | Dogwood Dr | Industrial Park Rd | 566.5712 | PVC | 10 |  | 75 | 180 | 101982.8148 | 10198.2815 | 16827.1644 | 129008.2608 | 46 |  | Potable | 1 | 1 | 1 | 1 | 2011-11-08 15:18 | BAXTER\todd.deboer | 200 | FIT-1557 | FIT-1983 | 1DG08-1CG01 | {299563AE-1E97-4178-8626-3FC109F621AE}
2908 | wMAIN-4549 | CF | 1981 UTILITY IMPROVEMENTS | 1981 | Industrial Park Rd | American Institute of Nondestructive Testing (AINDT) | Dogwood Dr | 277.6367 | PVC | 12 |  | 75 | 200 | 55527.3405 | 5552.734 | 9162.0112 | 70242.0857 | 32 |  | Potable | 1 | 1 | 1 | 1 | 2021-03-17 09:56 | BAXTER\tdeboer | 102 | wFIT-1351 | wFIT-948 | 1CF12-1CF18 | {8D184741-F3D4-4AA6-B468-13610B2BF1C2}
2909 | wMAIN-4551 | AF | 1988 INDUSTRIAL PARK IMPROVEMENTS | 1988 | Industrial Park Rd | Cypress Dr | Highland Senic Dr | 456.7249 | PVC | 12 |  | 75 | 200 | 91344.9851 | 9134.4985 | 15071.9225 | 115551.4062 | 39 |  | Potable | 1 | 1 | 1 | 1 | 2021-03-17 09:18 | BAXTER\tdeboer | 104 | wFIT-1891 | wFIT-844 | 1AF05-1AF17 | {CEE98954-D46A-4AB5-BDEB-7DB2C1DC57B0}
2910 | wMAIN-4552 | BF | 1985 INDUSTRIAL PARK IMPROVEMENTS | 1985 | Industrial Park Rd | Cypress Dr | Highland Senic Dr | 565.3059 | PVC | 12 |  | 75 | 200 | 113061.1787 | 11306.1179 | 18655.0945 | 143022.3911 | 36 |  | Potable | 1 | 1 | 1 | 1 | 2021-03-17 09:28 | BAXTER\tdeboer | 200 | wFIT-1540 | wFIT-1539 | 1BF04-1BF01 | {B4366C28-8BF8-4B0C-AD2F-72D6B99F5353}
2911 | wMAIN-4553 | BF | 1985 INDUSTRIAL PARK IMPROVEMENTS | 1985 | Industrial Park Rd | Cypress Dr | Highland Senic Dr | 594.3265 | PVC | 12 |  | 75 | 200 | 118865.3002 | 11886.53 | 19612.7745 | 150364.6047 | 36 |  | Potable | 1 | 1 | 1 | 1 | 2021-03-17 09:24 | BAXTER\tdeboer | 200 | wFIT-1539 | wFIT-1538 | 1BF01-1AF01 | {A4A29D8F-5D95-4459-B99E-553AD485549A}
2912 | wMAIN-4554 | DF | 1988 INDUSTRIAL PARK IMPROVEMENTS | 1989 | Industrial Park Rd | Widseth | None | 187.9663 | PVC | 12 |  | 75 | 200 | 37593.2625 | 3759.3263 | 6202.8883 | 47555.4771 | 40 |  | Potable | 1 | 1 | 1 | 1 | 2021-03-17 08:55 | BAXTER\tdeboer | 104 | wFIT-1340 | wFIT-314 | 1DF04-1DF18 | {864455ED-4D3B-461B-BFD8-515F274F7129}
2913 | wMAIN-4555 | DG | 1999 ISLE AND GLORY ROAD IMPROVEMENTS | 2001 | Evergreen Dr | College Rd | Lakewood Orthodontic Lab | 333.6728 | PVC | 10 |  | 75 | 180 | 60061.0996 | 6006.11 | 9910.0814 | 75977.291 | 52 |  | Potable | 1 | 1 | 1 | 1 | 2011-11-08 15:18 | BAXTER\todd.deboer | 181 | FIT-1964 | FIT-1897 | 1DG12-1DG29 | {82BE180E-631E-477E-BE75-70B4E00BCB9B}
2914 | wMAIN-4556 | DG | 1999 ISLE AND GLORY ROAD IMPROVEMENTS | 2001 | North Memorial Service | Goedderz Rd | College Rd | 479.8401 | PVC | 10 |  | 75 | 180 | 86371.2109 | 8637.1211 | 14251.2498 | 109259.5818 | 52 |  | Potable | 1 | 1 | 1 | 1 | 2011-11-08 15:18 | BAXTER\todd.deboer | 181 | V-762 | FIT-1336 | 1DG14-1DG15 | {D024E151-562E-4D3A-B68E-A5F84765895F}
2915 | wMAIN-4557 | DG | 1999 ISLE AND GLORY ROAD IMPROVEMENTS | 2001 | Industrial Park Rd | Transportation Department | Geodderz Rd | 255.1799 | PVC | 10 |  | 75 | 180 | 45932.3755 | 4593.2375 | 7578.842 | 58104.455 | 52 |  | Potable | 1 | 1 | 1 | 1 | 2011-11-08 15:18 | BAXTER\todd.deboer | 181 | FIT-1336 | FIT-1884 | 1DG15-1DG17 | {0E5909A7-7D1F-41AB-9658-30C23AE6E25A}
2916 | wMAIN-4558 | DG | 1993 INDUSTRIAL PARK IMPROVEMENTS | 1995 | Goedderz Rd | Dogwood Dr | Industrial Park Rd | 639.2436 | PVC | 8 |  | 75 | 160 | 102278.9768 | 10227.8977 | 16876.0312 | 129382.9057 | 46 |  | Potable | 1 | 1 | 1 | 1 | 2011-11-08 15:18 | BAXTER\todd.deboer | 200 | FIT-1558 | FIT-1556 | 1DG23-1DG26 | {8D5045B9-A5E8-429C-BD70-48EFA4CD79E4}
2917 | wMAIN-4559 | DG | 1993 INDUSTRIAL PARK IMPROVEMENTS | 1995 | Goedderz Rd | Dogwood Dr | Industrial Park Rd | 238.1356 | PVC | 8 |  | 75 | 160 | 38101.7032 | 3810.1703 | 6286.781 | 48198.6546 | 46 |  | Potable | 1 | 1 | 1 | 1 | 2011-11-08 15:18 | BAXTER\todd.deboer | 200 | V-802 | FIT-1558 | 1DG16-1DG23 | {17E0DE33-3C23-4AAC-BD96-BC74A63CC36B}
2918 | wMAIN-4560 | FH | 1999 ISLE AND GLORY ROAD IMPROVEMENTS | 1999 | Missisippi River Trl | Wal-mart | Isle Dr | 19.0325 | PVC | 12 |  | 75 | 200 | 3806.497 | 380.6497 | 628.072 | 4815.2187 | 50 |  | Potable | 1 | 1 | 1 | 1 | 2011-11-08 15:18 | BAXTER\todd.deboer | 181 | FIT-1326 | FIT-1729 | 1FH06-1FH24 | {06C7DF5C-23D0-4B04-B265-7AF84D2FA74A}
2919 | wMAIN-4561 | FG | 1999 ISLE AND GLORY ROAD IMPROVEMENTS | 1999 | Isle Dr | Wal-mart | None | 564.8823 | PVC | 12 |  | 75 | 200 | 112976.4658 | 11297.6466 | 18641.1169 | 142915.2292 | 50 |  | Potable | 1 | 1 | 1 | 1 | 2013-08-13 13:57 | BAXTER\todd.deboer | 181 | wVLV-809 | wFIT-1328 | 1FG25-1FH15 | {C7E587D2-99BE-4F49-ACCC-2D0080B9CAC6}
2920 | wMAIN-4562 | FH | 1999 ISLE AND GLORY ROAD IMPROVEMENTS | 1999 | Isle Dr | Wal-mart | None | 403.9325 | PVC | 12 |  | 75 | 200 | 80786.505 | 8078.6505 | 13329.7733 | 102194.9289 | 50 |  | Potable | 1 | 1 | 1 | 1 | 2011-11-08 15:18 | BAXTER\todd.deboer | 181 | FIT-1325 | FIT-1324 | 1FH12-1FH09 | {E3473439-8D99-4B76-A340-A77A6CC89075}
2921 | wMAIN-4563 | FH | 1999 ISLE AND GLORY ROAD IMPROVEMENTS | 1999 | Isle Dr | Wal-mart | McDermott Orthodontics | 39.8617 | PVC | 12 |  | 75 | 200 | 7972.3431 | 797.2343 | 1315.4366 | 10085.014 | 50 |  | Potable | 1 | 1 | 1 | 1 | 2011-11-08 15:18 | BAXTER\todd.deboer | 181 | FIT-1324 | FIT-1323 | 1FH09-1FH05 | {22D62D75-F8A2-43FA-A0CE-B2E78F716CB2}
2922 | wMAIN-4564 | FH | 1999 ISLE AND GLORY ROAD IMPROVEMENTS | 1999 | Isle Dr | Wal-mart | McDermott Orthodontics | 761.5526 | PVC | 6 |  | 75 | 140 | 106617.3651 | 10661.7365 | 17591.8652 | 134870.9668 | 50 |  | Potable | 1 | 1 | 1 | 1 | 2011-11-08 15:18 | BAXTER\todd.deboer | 181 | V-814 | FIT-1048 | 1FH03-1FI02 | {D76CA957-A25E-463C-8DF1-AC39A6EDB66F}
2923 | wMAIN-4566 | JM | 2003 MISSISSIPPI MEADOWS IMPROVEMENTS | 2003 | Marble Rd | Knotty Pine Dr | Joneswood Dr | 371.9181 | PVC | 10 |  | 75 | 180 | 66945.2572 | 6694.5257 | 11045.9674 | 84685.7504 | 54 |  | Potable | 1 | 1 | 1 | 1 | 2011-11-08 15:18 | BAXTER\todd.deboer | 242 | V-829 | FIT-1962 | 1JM20-1JM21 | {6D851EEE-73D1-416C-9EB9-76440D0D57E0}
2924 | wMAIN-4567 | JM | 2003 MISSISSIPPI MEADOWS IMPROVEMENTS | 2003 | Marble Rd | Joshua Tree Dr | Knotty Pine Dr | 47.1893 | PVC | 10 |  | 75 | 180 | 8494.0741 | 849.4074 | 1401.5222 | 10745.0037 | 54 |  | Potable | 1 | 1 | 1 | 1 | 2011-11-08 15:18 | BAXTER\todd.deboer | 242 | FIT-1307 | V-828 | 1JM15-1JM18 | {A2F7B076-9F2D-4AC3-BFB8-05038CB17EEF}
2925 | wMAIN-4568 | JM | 2003 MISSISSIPPI MEADOWS IMPROVEMENTS | 2003 | Joneswood Dr | Joshua Tree Dr | Knotty Pine Dr | 51.6692 | PVC | 8 |  | 75 | 160 | 8267.0785 | 826.7079 | 1364.068 | 10457.8543 | 54 |  | Potable | 1 | 1 | 1 | 1 | 2011-11-08 15:18 | BAXTER\todd.deboer | 242 | FIT-1312 | FIT-1315 | 1JM31-1JM34 | {633DC98D-9BE6-4E3E-97FD-D878FA8C415F}
2926 | wMAIN-4569 | JM | 2003 MISSISSIPPI MEADOWS IMPROVEMENTS | 2003 | Joneswood Dr | Joneswood Cir | Knotty Pine Dr | 287.5619 | PVC | 8 |  | 75 | 160 | 46009.9075 | 4600.9908 | 7591.6347 | 58202.533 | 54 |  | Potable | 1 | 1 | 1 | 1 | 2011-11-08 15:18 | BAXTER\todd.deboer | 242 | FIT-1315 | V-841 | 1JM34-1JM40 | {3112BE19-5D18-4ACB-9AAF-7CC23F62B0C8}
2927 | wMAIN-4570 | JM | 2003 MISSISSIPPI MEADOWS IMPROVEMENTS | 2003 | Joneswood Dr | Marble Rd | Joneswood Cir | 370.5069 | PVC | 8 |  | 75 | 160 | 59281.111 | 5928.1111 | 9781.3833 | 74990.6054 | 54 |  | Potable | 1 | 1 | 1 | 1 | 2011-11-08 15:18 | BAXTER\todd.deboer | 242 | FIT-1310 | FIT-1311 | 1JM46-1JM49 | {91FA882D-69C6-44D5-A12D-827CCFC5E54D}
2928 | wMAIN-4571 | HE | 1979 WATER IMPROVEMENTS | 1979 | Glenwood Dr | Mary St | Grand Oaks Dr | 20.6946 | PVC | 8 |  | 75 | 160 | 3311.1406 | 331.1141 | 546.3382 | 4188.5929 | 30 |  | Potable | 1 | 1 | 1 | 1 | 2011-11-08 15:18 | BAXTER\todd.deboer | 101 |  |  | 1HE28-1HE01 | {69578A5E-C3BF-446A-A0F3-F64A35D5BDB4}
2929 | wMAIN-4572 | HE | 1979 WATER IMPROVEMENTS | 1979 | Madeline Dr | Mary St | John St | 732.0806 | PVC | 6 |  | 75 | 140 | 102491.2793 | 10249.1279 | 16911.0611 | 129651.4683 | 30 |  | Potable | 1 | 1 | 1 | 1 | 2011-11-08 15:18 | BAXTER\todd.deboer | 101 | V-865 | V-867 | 1HE15-1HE16 | {83906722-F6F1-474E-8A0D-33C45DB3C587}
2930 | wMAIN-4573 | IE | 1979 WATER IMPROVEMENTS | 1979 | Inglewood Dr | Excelsior Rd | Mary St | 438.7858 | PVC | 8 |  | 75 | 160 | 70205.7232 | 7020.5723 | 11583.9443 | 88810.2398 | 30 |  | Potable | 1 | 1 | 1 | 1 | 2011-11-08 15:18 | BAXTER\todd.deboer | 101 | FIT-1304 | FIT-1287 | 1ID13-1IE26 | {112A3F28-0E8F-4624-9123-6B3AEB2D8215}
2931 | wMAIN-4574 | IG | 1979 WATER IMPROVEMENTS | 1979 | Timberlane Dr | Park St | None | 561.3423 | PVC | 8 |  | 75 | 160 | 89814.7681 | 8981.4768 | 14819.4367 | 113615.6816 | 30 |  | Potable | 1 | 1 | 1 | 1 | 2011-11-08 15:18 | BAXTER\todd.deboer | 101 | FIT-1280 | FIT-1276 | 1JG15-1IG01 | {F2982C9C-6BA9-4F56-BB15-49097104AF96}
2932 | wMAIN-4575 | HF | 1979 WATER IMPROVEMENTS | 1979 | Glenwood Dr | Mary St | Fairview Rd | 20.4937 | PVC | 8 |  | 75 | 160 | 3278.9878 | 327.8988 | 541.033 | 4147.9196 | 30 |  | Potable | 1 | 1 | 1 | 1 | 2021-03-18 13:17 | BAXTER\tdeboer | 101 | wVLV-908 | wFIT-1255 | 1HF05-1HF06 | {438C18EB-BF4D-492E-B4C6-63CACB197CE9}
2933 | wMAIN-4576 | ID | 1979 WATER IMPROVEMENTS | 1979 | Excelsior Rd | Inglewood Dr | Glenwood Dr | 453.3962 | PVC | 10 |  | 75 | 180 | 81611.3199 | 8161.132 | 13465.8678 | 103238.3197 | 30 |  | Potable | 1 | 1 | 1 | 1 | 2011-11-08 15:18 | BAXTER\todd.deboer | 101 | FIT-1247 | V-856 | 1HD04-1ID01 | {93211F2D-E749-41F5-9216-BF7D4D6F9134}
2934 | wMAIN-4577 | GE | GRAND OAKS DRIVE SEWER AND WATER IMPROVEMENTS | 2000 | Grand Oaks Dr | Glenwood Dr | Grand Oaks Ct | 408.9176 | PVC | 6 |  | 75 | 140 | 57248.4587 | 5724.8459 | 9445.9957 | 72419.3002 | 51 | C900 | Potable | 1 | 1 | 1 | 1 | 2011-11-08 15:18 | BAXTER\todd.deboer | 187 | FIT-1581 | V-924 | 1GE01-1GE04 | {99FDAA74-4D57-47DE-BE6E-585AE43478FA}
2935 | wMAIN-4578 | GE | GRAND OAKS DRIVE SEWER AND WATER IMPROVEMENTS | 2000 | Grand Oaks Dr | Grand Oaks Ct | Excelsior Rd | 598.203 | PVC | 6 |  | 75 | 140 | 83748.4144 | 8374.8414 | 13818.4884 | 105941.7442 | 51 | C900 | Potable | 1 | 1 | 1 | 1 | 2011-11-08 15:18 | BAXTER\todd.deboer | 187 | V-923 | FIT-1242 | 1GE12-1GE13 | {74AD02C9-F0E8-4B06-ACB1-AAB8F8455032}
2936 | wMAIN-4579 | HE | 1979 WATER IMPROVEMENTS | 1979 | Madeline Dr | John St | Fairview Rd | 647.2491 | PVC | 8 |  | 75 | 160 | 103559.8611 | 10355.9861 | 17087.3771 | 131003.2243 | 30 |  | Potable | 1 | 1 | 1 | 1 | 2021-03-18 13:17 | BAXTER\tdeboer | 101 | wVLV-910 | wVLV-1458 | 1HF14-1HE30 | {47E18359-9620-4C77-866F-7EC470A44123}
2937 | wMAIN-4580 | FC | 1979 WATER IMPROVEMENTS | 1979 | Forest Dr | Fox Rd | Fox Pl | 191.9999 | PVC | 8 |  | 75 | 160 | 30719.9767 | 3071.9977 | 5068.7962 | 38860.7706 | 30 |  | Potable | 1 | 1 | 1 | 1 | 2011-11-08 15:18 | BAXTER\todd.deboer | 101 | FIT-1237 | FIT-1236 | 1FC05-1FC08 | {716BD767-A47C-4587-AB07-E22F74065801}
2938 | wMAIN-4581 | FE | 1977 MUNICIPAL SANITARY SEWER AND WATER SYSTEMS CONSTRUCTION | 1977 | Flintwood Dr | Excelsior Rd | Fairview Rd | 424.0958 | DIP | 10 |  | 75 | 180 | 76337.2491 | 7633.7249 | 12595.6461 | 96566.6201 | 28 |  | Potable | 1 | 1 | 1 | 1 | 2020-01-29 08:33 | BAXTER\Todd.DeBoer | 100 | wFIT-1223 | wFIT-1221 | 1FE08-1FE05 | {AA561F95-7691-432D-9AFF-C820F2DA7A24}
2939 | wMAIN-4582 | FE | 1977 MUNICIPAL SANITARY SEWER AND WATER SYSTEMS CONSTRUCTION | 1977 | Flintwood Dr | Excelsior Rd | Fairview Rd | 457.9161 | DIP | 10 |  | 75 | 180 | 82424.8953 | 8242.4895 | 13600.1077 | 104267.4925 | 28 |  | Potable | 1 | 1 | 1 | 1 | 2021-03-18 13:07 | BAXTER\tdeboer | 100 | wFIT-1222 | wFIT-1221 | 1FE02-1FE05 | {32410F16-33BD-46C9-B9CA-2B220A9FBDC1}
2940 | wMAIN-4583 | FE | 1977 MUNICIPAL SANITARY SEWER AND WATER SYSTEMS CONSTRUCTION | 1977 | Fairview Rd | Flintwood Dr | Baymont by Wyndham | 144.7587 | DIP | 12 |  | 75 | 200 | 28951.7386 | 2895.1739 | 4777.0369 | 36623.9494 | 28 |  | Potable | 1 | 1 | 1 | 1 | 2021-03-18 13:01 | BAXTER\tdeboer | 100 | wFIT-1576 | wFIT-1577 | 1FE21-1FE23 | {4BAFBAD5-8E3C-46A8-8BA0-8FAC9AA9654C}
2941 | wMAIN-4584 | FD | 1979 WATER IMPROVEMENTS | 1979 | Excelsior Rd | Grand Oaks Dr | Flintwood Dr | 408.4712 | DIP | 10 |  | 75 | 180 | 73524.8221 | 7352.4822 | 12131.5956 | 93008.8999 | 30 |  | Potable | 1 | 1 | 1 | 1 | 2011-11-08 15:18 | BAXTER\todd.deboer | 101 | FIT-1883 | FIT-1529 | 1FD04-1GD13 | {AB5D61DE-C3C9-44C7-9D25-9891E4054D65}
2942 | wMAIN-4585 | FD | 1977 MUNICIPAL SANITARY SEWER AND WATER SYSTEMS CONSTRUCTION | 1977 | Excelsior Rd | Firewood Dr | Forest Dr | 454.8203 | DIP | 10 |  | 75 | 180 | 81867.6554 | 8186.7655 | 13508.1631 | 103562.5841 | 28 |  | Potable | 1 | 1 | 1 | 1 | 2019-08-06 08:43 | BAXTER\Todd.DeBoer | 100 | wFIT-1525 | wFIT-1526 | 1FD09-1FD06 | {D6B084FB-2641-44E9-BA24-E47AB4E66DB8}
2943 | wMAIN-4586 | ED | 1977 MUNICIPAL SANITARY SEWER AND WATER SYSTEMS CONSTRUCTION | 1977 | Excelsior Rd | Frandsen Bank & Trust | State Hwy 371 | 66.6181 | DIP | 10 |  | 75 | 180 | 11991.2623 | 1199.1262 | 1978.5583 | 15168.9468 | 28 |  | Potable | 1 | 1 | 1 | 1 | 2019-11-27 09:55 | BAXTER\Todd.DeBoer | 100 | wFIT-1342 | wVLV-791 | 1ED05-1ED08 | {AD2B009C-1AE9-4472-B834-B916A08CB659}
2944 | wMAIN-4587 | FC | 1979 WATER IMPROVEMENTS | 1979 | Forest Dr | Fox Pl | Excelsior Rd | 351.376 | PVC | 8 |  | 75 | 160 | 56220.1553 | 5622.0155 | 9276.3256 | 71118.4965 | 30 |  | Potable | 1 | 1 | 1 | 1 | 2021-03-12 09:53 | BAXTER\tdeboer | 101 | wFIT-1224 | wFIT-1237 | 1FC20-1FC05 | {0F2492D2-B007-4A74-BE11-61E2A894F687}
2945 | wMAIN-4588 | IF | LAKEWOOD EVANGELICAL FREE CHURCH SITE IMPROVEMENTS | 2002 | Lakewood Evangelical Church | None | None | 404.9151 | PVC | 8 |  | 75 | 160 | 64786.4166 | 6478.6417 | 10689.7587 | 81954.817 | 53 |  | Potable | 1 | 1 | 1 | 1 | 2011-11-08 15:18 | BAXTER\todd.deboer |  | FIT-1211 | FIT-1204 | 1IF29-1IF32 | {292CBBA2-2574-4154-8776-7F5F0E431278}
2946 | wMAIN-4589 | IF | LAKEWOOD EVANGELICAL FREE CHURCH SITE IMPROVEMENTS | 2002 | Lakewood Evangelical Church | None | None | 73.9198 | PVC | 8 |  | 75 | 160 | 11827.1726 | 1182.7173 | 1951.4835 | 14961.3734 | 53 |  | Potable | 1 | 1 | 1 | 1 | 2011-11-08 15:18 | BAXTER\todd.deboer |  | FIT-1204 | V-911 | 1IF32-1IF35 | {69A51257-CD40-4848-9C57-E0E3B2E00AC1}
2947 | wMAIN-4591 | IF | LAKEWOOD EVANGELICAL FREE CHURCH SITE IMPROVEMENTS | 2002 | Lakewood Evangelical Church | None | None | 315.9167 | PVC | 8 |  | 75 | 160 | 50546.675 | 5054.6675 | 8340.2014 | 63941.5439 | 53 |  | Potable | 1 | 1 | 1 | 1 | 2011-11-08 15:18 | BAXTER\todd.deboer |  | FIT-1206 | V-973 | 1IF21-1IF22 | {0778B046-3BEE-4833-AF30-13436AF82A3C}
2948 | wMAIN-4592 | NI | 1981 UTILITY IMPROVEMENTS | 1981 | Cedardale Ln | Ashdale Ln | State Hwy 210 | 519.75 | PVC | 8 |  | 75 | 160 | 83159.9926 | 8315.9993 | 13721.3988 | 105197.3906 | 32 |  | Potable | 1 | 1 | 1 | 1 | 2011-11-08 15:18 | BAXTER\todd.deboer | 102 | FIT-1188 | FIT-1187 | 1NI01-1NI04 | {2AD54418-6F1A-4351-B430-D56FAFF11FE1}
2949 | wMAIN-4593 | NI | 1981 UTILITY IMPROVEMENTS | 1981 | Cedardale Ln | Brentwood Rd | Ashdale Ln | 518.4904 | PVC | 8 |  | 75 | 160 | 82958.4588 | 8295.8459 | 13688.1457 | 104942.4503 | 32 |  | Potable | 1 | 1 | 1 | 1 | 2011-11-08 15:18 | BAXTER\todd.deboer | 102 | FIT-1187 | FIT-1186 | 1NI04-1NI12 | {453682C0-A4DD-45E7-872E-A7375C35378F}
2950 | wMAIN-4594 | NI | 1981 UTILITY IMPROVEMENTS | 1981 | Cedardale Ln | Brentwood Rd | Norway Spruce Dr | 382.8067 | PVC | 8 |  | 75 | 160 | 61249.0772 | 6124.9077 | 10106.0977 | 77480.0827 | 32 |  | Potable | 1 | 1 | 1 | 1 | 2011-11-08 15:18 | BAXTER\todd.deboer | 102 | FIT-1186 | FIT-1151 | 1NI12-1NI22 | {1A424B97-1FCC-467F-9971-21690D9BAD9C}
2951 | wMAIN-4595 | NI | 1981 UTILITY IMPROVEMENTS | 1981 | Ashdale Ln | Second St | Cedardale Ln | 643.3497 | PVC | 6 |  | 75 | 140 | 90068.9534 | 9006.8953 | 14861.3773 | 113937.2261 | 32 |  | Potable | 1 | 1 | 1 | 1 | 2011-11-08 15:18 | BAXTER\todd.deboer | 102 | FIT-1181 | FIT-1180 | 1NI06-1NI09 | {C6C5EC2A-9C93-4749-91A5-BAE4CF7A7637}
2952 | wMAIN-4596 | MI | 1981 UTILITY IMPROVEMENTS | 1981 | Ashdale Ln | Second St | Cedardale Ln | 495.7758 | PVC | 6 |  | 75 | 140 | 69408.613 | 6940.8613 | 11452.4211 | 87801.8955 | 32 |  | Potable | 1 | 1 | 1 | 1 | 2011-11-08 15:18 | BAXTER\todd.deboer | 102 | FIT-1180 | FIT-1179 | 1NI09-1MI39 | {FE8C4C47-AF3E-423D-86D1-3FBA5C33F489}
2953 | wMAIN-4597 | MI | 1981 UTILITY IMPROVEMENTS | 1981 | Ashdale Ln | Second St | First St | 637.3602 | PVC | 6 |  | 75 | 140 | 89230.426 | 8923.0426 | 14723.0203 | 112876.4889 | 32 |  | Potable | 1 | 1 | 1 | 1 | 2011-11-08 15:18 | BAXTER\todd.deboer | 102 | V-1002 | FIT-1177 | 1MI18-1MI19 | {A7DDA1CB-B372-4411-87A5-B6DB5FDEB19E}
2954 | wMAIN-4598 | MI | 1981 UTILITY IMPROVEMENTS | 1981 | Birchdale Ln | Second St | First St | 130.4034 | PVC | 6 |  | 75 | 140 | 18256.4781 | 1825.6478 | 3012.3189 | 23094.4448 | 32 |  | Potable | 1 | 1 | 1 | 1 | 2011-11-08 15:18 | BAXTER\todd.deboer | 102 | FIT-1172 | V-1013 | 1MI09-1MI25 | {3C0A3EEF-6A6C-41F8-AA7B-93029908C4E9}
2955 | wMAIN-4599 | MI | 1981 UTILITY IMPROVEMENTS | 1981 | First St | Cedardale Ln | Birchdale Ln | 456.3398 | PVC | 6 |  | 75 | 140 | 63887.5749 | 6388.7575 | 10541.4499 | 80817.7822 | 32 |  | Potable | 1 | 1 | 1 | 1 | 2011-11-08 15:18 | BAXTER\todd.deboer | 102 | FIT-1176 | V-1014 | 1MI24-1MI26 | {01C2A2D1-2442-4377-A695-B4DF25D00438}
2956 | wMAIN-4600 | MI | 1981 UTILITY IMPROVEMENTS | 1981 | Cedardale Ln | First St | Highland Senic Rd | 283.4532 | PVC | 10 |  | 75 | 180 | 51021.5672 | 5102.1567 | 8418.5586 | 64542.2825 | 32 |  | Potable | 1 | 1 | 1 | 1 | 2011-11-08 15:18 | BAXTER\todd.deboer | 102 | FIT-409 | FIT-1165 | 1MI35-1MI36 | {DD073F6C-47CD-4F54-B13F-FD53C89C0BB1}
2957 | wMAIN-4601 | JG | 1981 UTILITY IMPROVEMENTS | 1981 | Fairview Rd | Kenwood Dr | Knollwood Dr | 396.2781 | PVC | 12 |  | 75 | 200 | 79255.6281 | 7925.5628 | 13077.1786 | 100258.3696 | 32 |  | Potable | 1 | 1 | 1 | 1 | 2011-11-08 15:18 | BAXTER\todd.deboer | 102 | FIT-1163 | FIT-1161 | 1JG36-1JG33 | {11DF7703-4A37-4C1A-AA22-5B2558A4DDC1}
2958 | wMAIN-4602 | MH | 1990 SOUTHDALE IMPROVEMENTS | 1991 | WreathsForTheFallen | Ashdale Ln | Marohn Rd | 548.981 | PVC | 8 |  | 75 | 160 | 87836.9664 | 8783.6966 | 14493.0995 | 111113.7625 | 42 |  | Potable | 1 | 1 | 1 | 1 | 2011-11-08 15:18 | BAXTER\todd.deboer | 265 | V-1027 | FIT-1659 | 1MI40-1NH21 | {5B775FA4-4136-4D0B-8B48-E0BA5FFA4550}
2959 | wMAIN-4603 | OI | 1981 UTILITY IMPROVEMENTS | 1981 | Brentwood Rd | Brentwood Ln | Brentwood Cir | 10.0005 | PVC | 6 |  | 75 | 140 | 1400.0695 | 140.007 | 231.0115 | 1771.088 | 32 |  | Potable | 1 | 1 | 1 | 1 | 2011-11-08 15:18 | BAXTER\todd.deboer | 102 | FIT-1182 | V-1050 | 1OI06-1OI09 | {2122B8B2-CA12-49E9-98B9-D11577614ADF}
2960 | wMAIN-4604 | OI | BAXTER PETITIONED PROJECTS | 1989 | Brentwood Rd | Briarwood Ln | Brentwood Ln | 402.1112 | PVC | 6 |  | 75 | 140 | 56295.5748 | 5629.5575 | 9288.7698 | 71213.9021 | 40 |  | Potable | 1 | 1 | 1 | 1 | 2011-11-08 15:18 | BAXTER\todd.deboer | 141 | FIT-1145 | FIT-1146 | 1OI15-1PI01 | {C2FB2129-00B0-4BCC-B25F-4B5B65FC6D40}
2961 | wMAIN-4605 | OI | BAXTER PETITIONED PROJECTS | 1989 | Brentwood Rd | Brentwood Ln | Brentwood Cir | 378.4184 | PVC | 6 |  | 75 | 140 | 52978.5752 | 5297.8575 | 8741.4649 | 67017.8976 | 40 |  | Potable | 1 | 1 | 1 | 1 | 2011-11-08 15:18 | BAXTER\todd.deboer | 141 | V-1050 | FIT-1149 | 1OI09-1OI10 | {26FF28B6-58E4-4381-9FCB-57B24FB40990}
2962 | wMAIN-4606 | OI | BAXTER PETITIONED PROJECTS | 1989 | Brentwood Rd | Briarwood Ln | Brentwood Ln | 486.26 | PVC | 6 |  | 75 | 140 | 68076.4055 | 6807.6406 | 11232.6069 | 86116.653 | 40 |  | Potable | 1 | 1 | 1 | 1 | 2011-11-08 15:18 | BAXTER\todd.deboer | 141 | FIT-1149 | FIT-1145 | 1OI10-1OI15 | {F3F24FD0-6AF8-42E8-9E63-039F39A34E3B}
2963 | wMAIN-4607 | PI | SOUTHDALE TENTH ADDITION IMPROVEMENTS | 1993 | Briarwood Ln | Brentwood Rd | Brentwood Ln | 517.956 | PVC | 6 |  | 75 | 140 | 72513.8365 | 7251.3837 | 11964.783 | 91730.0032 | 44 |  | Potable | 1 | 1 | 1 | 1 | 2011-11-08 15:18 | BAXTER\todd.deboer | 265 | FIT-1147 | FIT-1148 | 1PI04-1PI07 | {913DDAFC-D2D5-41BB-8BEA-976BF4C30478}
2964 | wMAIN-4608 | KJ | 1998 WEDGEWOOD IMPROVEMENTS | 1999 | Wedgewood Rd | Parkwood Dr | None | 443.5029 | PVC | 8 |  | 75 | 160 | 70960.4715 | 7096.0472 | 11708.4778 | 89764.9965 | 50 |  | Potable | 1 | 1 | 1 | 1 | 2011-11-08 15:18 | BAXTER\todd.deboer | 288 | FIT-1850 | FIT-1135 | 1KJ22-1KJ30 | {D805FF74-A5A4-4F80-A006-31E537422AEE}
2965 | wMAIN-4609 | KJ | 1998 WEDGEWOOD IMPROVEMENTS | 1999 | Wedgewood Rd | Parkwood Dr | None | 710.1714 | PVC | 8 |  | 75 | 160 | 113627.4204 | 11362.742 | 18748.5244 | 143738.6868 | 50 |  | Potable | 1 | 1 | 1 | 1 | 2011-11-08 15:18 | BAXTER\todd.deboer | 288 | V-1065 | FIT-1851 | 1KJ33-1KJ29 | {A5823318-91D0-46C9-9425-A58EBAFB195E}
2966 | wMAIN-4610 | KI | 1998 WEDGEWOOD IMPROVEMENTS | 1999 | Parkwood Ct | Parkwood Dr | None | 608.9741 | PVC | 8 |  | 75 | 160 | 97435.8601 | 9743.586 | 16076.9169 | 123256.363 | 50 |  | Potable | 1 | 1 | 1 | 1 | 2011-11-08 15:18 | BAXTER\todd.deboer | 288 | FIT-1852 | FIT-1134 | 1KI25-1KI29 | {CB01D397-5AB6-43CE-AA18-FC5E631EA334}
2967 | wMAIN-4611 | JE | 1999 PAIGE AND BLAIR IMPROVEMENTS | 1999 | Edmonton Rd | Cherrywood Dr | Knollwood Dr | 408.197 | PVC | 6 |  | 75 | 140 | 57147.5842 | 5714.7584 | 9429.3514 | 72291.694 | 50 |  | Potable | 1 | 1 | 1 | 1 | 2011-11-08 15:18 | BAXTER\todd.deboer | 254 | FIT-1128 | V-1091 | 1JE14-1IE20 | {110E3CCA-F07A-4202-A5D9-4D9469B1CE08}
2968 | wMAIN-4612 | JF | 2003 KNOLLWOOD DRIVE NORTH ADDITION IMPROVEMENTS | 2004 | Fountain Rd | Knollwood Dr | None | 285.5569 | PVC | 8 |  | 75 | 160 | 45689.0984 | 4568.9098 | 7538.7012 | 57796.7095 | 55 |  | Potable | 1 | 1 | 1 | 1 | 2011-11-08 15:18 | BAXTER\todd.deboer | 225 | FIT-1123 | FIT-1122 | 1JF36-1JF39 | {EB58A160-6F43-4DE1-A439-193B12229D7F}
2969 | wMAIN-4613 | JE | PAIGE AND BLAIR FIRST ADDITION | 2000 | Knollwood Dr | Edmonton Rd | Fairmont Ct | 278.5097 | PVC | 8 |  | 75 | 160 | 44561.5552 | 4456.1555 | 7352.6566 | 56370.3673 | 51 |  | Potable | 1 | 1 | 1 | 1 | 2011-11-08 15:18 | BAXTER\todd.deboer | 255 | V-1463 | FIT-1131 | 1JE22-1JF04 | {965155D2-A68D-4874-B320-1129C8C5B98C}
2970 | wMAIN-4614 | KG | NOVAK ADDITION WATERMAIN EXTENSION | 1983 | Laverne Circle and Fairview Road Houses | Laverne Circle | None | 125.5999 | PVC | 8 |  | 75 | 160 | 20095.9878 | 2009.5988 | 3315.838 | 25421.4246 | 34 | CLASS 200 | Potable | 1 | 1 | 1 | 1 | 2011-11-08 15:18 | BAXTER\todd.deboer | 250 | FIT-1118 | FIT-1733 | 1KG18-1KF31 | {23466171-6299-433C-887B-52E40BEEED9C}
2971 | wMAIN-4615 | LF | SEWER AND WATER IMPROVEMENTS | 1989 | Art Ward Dr | Maplewood Dr | Baxter Lions Rd | 6.6906 | PVC | 8 |  | 75 | 160 | 1070.4896 | 107.049 | 176.6308 | 1354.1693 | 40 | CONNECTED TO EXISTING | Potable | 1 | 1 | 1 | 1 | 2011-11-08 15:18 | BAXTER\todd.deboer | 280 | V-534 | FIT-1954 | 1LF09-1LF12 | {60B0323C-BEC6-46E6-8926-29D08CF07AE6}
2972 | wMAIN-4616 | AC | 2003 CONSERVATION DRIVE IMPROVEMENTS | 2004 | Conservation Dr | Northland Arboretum | Excelsior Rd | 352.8002 | PVC | 8 |  | 75 | 160 | 56448.0272 | 5644.8027 | 9313.9245 | 71406.7545 | 55 | CONNECTED TO EXISTING | Potable | 1 | 1 | 1 | 1 | 2011-11-08 15:18 | BAXTER\todd.deboer | 222 | FIT-1845 | FIT-1116 | 1AD22-1AC01 | {453A730E-99EA-4C1F-A5E4-397639A3A114}
2973 | wMAIN-4617 | FD | EXCELSIOR PLACE PHASE 1 | 2001 | Firewood Dr | White Oak Estates | Excelsior Rd | 322.7193 | PVC | 8 |  | 75 | 160 | 51635.0829 | 5163.5083 | 8519.7887 | 65318.3799 | 52 |  | Potable | 1 | 1 | 1 | 1 | 2011-11-08 15:18 | BAXTER\todd.deboer | 170 | FIT-1114 | FIT-1113 | 1FD35-1FD38 | {5056AB41-6413-495F-8189-E3A63574A2F7}
2974 | wMAIN-4618 | MG | MAPLEWOOD DRIVE WATERMAIN EXTENSION | 1981 | Maplewood Dr | Art Ward Dr | Fairview Rd | 486.8031 | PVC | 8 |  | 75 | 160 | 77888.4893 | 7788.8489 | 12851.6007 | 98528.939 | 32 |  | Potable | 1 | 1 | 1 | 1 | 2011-11-08 15:18 | BAXTER\todd.deboer | 235 | V-1104 | FIT-1112 | 1MG02-1LG10 | {1A4796D2-84C7-4693-ABA5-0CE4263084FC}
2975 | wMAIN-4619 | LG | MAPLEWOOD DRIVE WATERMAIN EXTENSION | 1981 | Maplewood Dr | Art Ward Dr | Fairview Rd | 441.3538 | PVC | 8 |  | 75 | 160 | 70616.6155 | 7061.6615 | 11651.7416 | 89330.0186 | 32 |  | Potable | 1 | 1 | 1 | 1 | 2011-11-08 15:18 | BAXTER\todd.deboer | 235 | FIT-1112 | FIT-1111 | 1LG10-1LG13 | {49D532D2-F305-4C2B-AE31-057AB30AF96B}
2976 | wMAIN-4620 | PF | 2003 KNOLLWOOD DRIVE EXTENSION, BRONSON ROAD, MICHELLE CIRCLE AREA AND EXCELSIOR ROAD IMPROVEMENTS | 2004 | Michelle Cir | Oakwood Dr | Meredith Dr | 104.8071 | PVC | 8 |  | 75 | 160 | 16769.1331 | 1676.9133 | 2766.907 | 21212.9534 | 55 |  | Potable | 1 | 1 | 1 | 1 | 2011-11-08 15:18 | BAXTER\todd.deboer |  | FIT-1090 | V-1122 | 1PF43-1PF46 | {A0B7AEA6-6F30-4663-9CA1-CF72559CE166}
2977 | wMAIN-4621 | PF | 2003 KNOLLWOOD DRIVE EXTENSION, BRONSON ROAD, MICHELLE CIRCLE AREA AND EXCELSIOR ROAD IMPROVEMENTS | 2004 | Michelle Cir | Oakwood Dr | Meredith Dr | 522.1058 | PVC | 8 |  | 75 | 160 | 83536.9204 | 8353.692 | 13783.5919 | 105674.2042 | 55 |  | Potable | 1 | 1 | 1 | 1 | 2011-11-08 15:18 | BAXTER\todd.deboer |  | FIT-1100 | FIT-1101 | 1PF37-1PF40 | {5BF00448-003D-43AB-8753-9EBA43313401}
2978 | wMAIN-4622 | PF | 2003 KNOLLWOOD DRIVE EXTENSION, BRONSON ROAD, MICHELLE CIRCLE AREA AND EXCELSIOR ROAD IMPROVEMENTS | 2004 | Oakwood Dr | Oakwood Dr | Meredith Dr | 513.787 | PVC | 8 |  | 75 | 160 | 82205.9177 | 8220.5918 | 13563.9764 | 103990.4859 | 55 |  | Potable | 1 | 1 | 1 | 1 | 2011-11-08 15:18 | BAXTER\todd.deboer |  | V-1127 | FIT-1100 | 1PF36-1PF37 | {F6757C11-C52E-405A-B949-4F2B86169069}
2979 | wMAIN-4623 | PF | 2003 KNOLLWOOD DRIVE EXTENSION, BRONSON ROAD, MICHELLE CIRCLE AREA AND EXCELSIOR ROAD IMPROVEMENTS | 2004 | Meredith Dr | Michelle Cir | Meredith Dr | 336.7875 | PVC | 8 |  | 75 | 160 | 53886.0049 | 5388.6005 | 8891.1908 | 68165.7962 | 55 |  | Potable | 1 | 1 | 1 | 1 | 2011-11-08 15:18 | BAXTER\todd.deboer | 225 | V-1119 | FIT-1091 | 1PF23-1PF24 | {C6A24D0D-D6FE-4D9A-8D4E-074B439A0960}
2980 | wMAIN-4624 | PE | 2003 KNOLLWOOD DRIVE EXTENSION, BRONSON ROAD, MICHELLE CIRCLE AREA AND EXCELSIOR ROAD IMPROVEMENTS | 2004 | Michelle Cir | Emily Rd | Michelle Cir | 544.837 | PVC | 8 |  | 75 | 160 | 87173.926 | 8717.3926 | 14383.6978 | 110275.0164 | 55 |  | Potable | 1 | 1 | 1 | 1 | 2011-11-08 15:18 | BAXTER\todd.deboer | 225 | V-1133 | V-1134 | 1PF28-1PE40 | {549119BE-9474-46BE-9812-7972AA932DAD}
2981 | wMAIN-4625 | KK | 2003 KNOLLWOOD DRIVE EXTENSION, BRONSON ROAD/MICHELLE CIRCLE AREA AND EXCELSIOR ROAD IMPROVEMENTS | 2004 | Knollwood Dr | Forestview Middle School | None | 288.4805 | PVC | 8 |  | 75 | 160 | 46156.8848 | 4615.6885 | 7615.886 | 58388.4593 | 55 |  | Potable | 1 | 1 | 1 | 1 | 2021-04-19 14:16 | BAXTER\tdeboer | 225 | wVLV-1153 | wFIT-1054 | 1KK12-1KK13 | {4E9D7A5E-912A-4BB0-B98C-40B9FA8DC245}
2982 | wMAIN-4626 | KK | 2003 KNOLLWOOD DRIVE EXTENSION, BRONSON ROAD/MICHELLE CIRCLE AREA AND EXCELSIOR ROAD IMPROVEMENTS | 2004 | Forestview Middle School | None | None | 425.5357 | PVC | 8 |  | 75 | 160 | 68085.706 | 6808.5706 | 11234.1415 | 86128.4181 | 55 |  | Potable | 1 | 1 | 1 | 1 | 2011-11-08 15:18 | BAXTER\todd.deboer | 225 | FIT-1054 |  | 1KK13-1KK25 | {BCE6EB84-A115-4C74-8BCF-15DE338566AB}
2983 | wMAIN-4627 | KK | 2003 KNOLLWOOD DRIVE EXTENSION, BRONSON ROAD/MICHELLE CIRCLE AREA AND EXCELSIOR ROAD IMPROVEMENTS | 2004 | Knollwood Dr | Forestview Middle School | None | 221.8339 | PVC | 12 |  | 75 | 200 | 44366.7888 | 4436.6789 | 7320.5202 | 56123.9878 | 55 |  | Potable | 1 | 1 | 1 | 1 | 2021-04-19 14:17 | BAXTER\tdeboer | 225 | wVLV-1147 | wFIT-1073 | 1KK23-1KK24 | {CE94BC4A-4BE4-4344-9669-A8E79639E7B5}
2984 | wMAIN-4628 | KL | 2003 KNOLLWOOD DRIVE EXTENSION, BRONSON ROAD/MICHELLE CIRCLE AREA AND EXCELSIOR ROAD IMPROVEMENTS | 2004 | Forestview Middle School | Knollwood Dr | None | 787.9788 | PVC | 9.073 |  | 75 | 0 | 0 | 0 | 0 | 0 | 55 |  | Potable | 1 | 1 | 1 | 1 | 2021-04-19 14:21 | BAXTER\tdeboer | 225 | wVLV-1141 | wFIT-1077 | 1KL07-1KL09 | {4C0B138F-91AA-49E1-B329-D5005A26FC1C}
2985 | wMAIN-4629 | KL | 2003 KNOLLWOOD DRIVE EXTENSION, BRONSON ROAD/MICHELLE CIRCLE AREA AND EXCELSIOR ROAD IMPROVEMENTS | 2004 | Forestview Middle School | None | None | 568.2679 | PVC | 9.0733 |  | 75 | 0 | 0 | 0 | 0 | 0 | 55 |  | Potable | 1 | 1 | 1 | 1 | 2011-11-08 15:18 | BAXTER\todd.deboer | 225 | FIT-1077 | V-1165 | 1KL09-1KL33 | {C1134F3D-6190-4161-997A-B557A0C94D85}
2986 | wMAIN-4630 | KJ | 1979 WATER IMPROVEMENTS | 1979 | Knollwood Dr | Highland Senic Rd | Jepson Rd | 823.6438 | PVC | 9.0736 |  | 75 | 0 | 0 | 0 | 0 | 0 | 30 |  | Potable | 1 | 1 | 1 | 1 | 2011-11-08 15:18 | BAXTER\todd.deboer | 101 | V-893 | FIT-1266 | 1KJ09-1KJ10 | {5768B8B2-8639-46D2-A6D1-D42399CADD2B}
2987 | wMAIN-4631 | JI | 1979 WATER IMPROVEMENTS | 1979 | Knollwood Dr | Jepson Rd | Kingwood Dr | 424.5698 | PVC | 9.0739 |  | 75 | 0 | 0 | 0 | 0 | 0 | 30 |  | Potable | 1 | 1 | 1 | 1 | 2011-11-08 15:18 | BAXTER\todd.deboer | 101 | FIT-1270 | FIT-1268 | 1JI11-1KJ01 | {CADB2F7A-602C-49E2-A41B-016EFD233A97}
2988 | wMAIN-4632 | JI | 1979 WATER IMPROVEMENTS | 1979 | Kingwood Dr | Knollwood Dr | Interlacken Rd | 357.1459 | PVC | 9.0742 |  | 75 | 0 | 0 | 0 | 0 | 0 | 30 |  | Potable | 1 | 1 | 1 | 1 | 2011-11-08 15:18 | BAXTER\todd.deboer | 101 | FIT-1271 | V-890 | 1KI06-1JI12 | {F6414B9F-C09C-454A-AAD6-0C72A96793F1}
2989 | wMAIN-4633 | JI | 1979 WATER IMPROVEMENTS | 1979 | Knollwood Dr | Kingwood Dr | Interlacken Rd | 539.5531 | PVC | 9.0745 |  | 75 | 0 | 0 | 0 | 0 | 0 | 30 |  | Potable | 1 | 1 | 1 | 1 | 2011-11-08 15:18 | BAXTER\todd.deboer | 101 | V-886 | FIT-1269 | 1JI06-1JI07 | {03D14188-5025-4DE4-990B-795BB39CFC24}
2990 | wMAIN-4634 | JH | 1979 WATER IMPROVEMENTS | 1979 | Timberlane Dr | Knollwood Dr | Woodland Rd | 563.0159 | PVC | 9.0748 |  | 75 | 0 | 0 | 0 | 0 | 0 | 30 |  | Potable | 1 | 1 | 1 | 1 | 2011-11-08 15:18 | BAXTER\todd.deboer | 101 | FIT-1260 | FIT-1262 | 1JH08-1JH11 | {C246A1D8-1B41-4F9B-A16B-4E70791A8457}
2991 | wMAIN-4635 | IG | 1979 WATER IMPROVEMENTS | 1979 | Timberlane Dr | Park St | None | 179.8866 | PVC | 9.0751 |  | 75 | 0 | 0 | 0 | 0 | 0 | 30 |  | Potable | 1 | 1 | 1 | 1 | 2011-11-08 15:18 | BAXTER\todd.deboer | 101 | FIT-1276 | V-906 | 1IG01-1IG04 | {DA3117E6-6B2D-49DD-95C8-1D6F38C8B396}
2992 | wMAIN-4636 | JG | 1979 WATER IMPROVEMENTS | 1979 | Park St | Timberlane Dr | Knollwood Dr | 646.0212 | PVC | 9.0754 |  | 75 | 0 | 0 | 0 | 0 | 0 | 30 |  | Potable | 1 | 1 | 1 | 1 | 2011-11-08 15:18 | BAXTER\todd.deboer | 101 | V-878 | FIT-1279 | 1JG16-1JG17 | {71CA7EDC-DE94-4E77-909C-4DAB472183C4}
2993 | wMAIN-4637 | DZ | MN 371, FRONTAGE ROADS AND WHISPERING WOODS LANE UTILITY IMPROVEMENTS | 2002 | Dellwood Dr | Menards | Woida Rd | 183.237 | PVC | 9.0757 |  | 75 | 0 | 0 | 0 | 0 | 0 | 53 |  | Potable | 1 | 1 | 1 | 1 | 2011-11-08 15:18 | BAXTER\todd.deboer | 164 | FIT-979 | FIT-980 | 1DZ10-1DZ13 | {A7435AA4-F1B9-4489-A962-8AEB7371135D}
2994 | wMAIN-4638 | DZ | MN 371, FRONTAGE ROADS AND WHISPERING WOODS LANE UTILITY IMPROVEMENTS | 2002 | Dellwood Dr | Whispering Woods Ln | Menards | 306.3509 | PVC | 9.076 |  | 75 | 0 | 0 | 0 | 0 | 0 | 53 |  | Potable | 1 | 1 | 1 | 1 | 2011-11-08 15:18 | BAXTER\todd.deboer | 164 | FIT-978 | FIT-977 | 1DZ15-1DZ18 | {A0544CD3-3562-41DC-B3C5-F30AB32BF3AD}
2995 | wMAIN-4639 | DZ | MN 371, FRONTAGE ROADS AND WHISPERING WOODS LANE UTILITY IMPROVEMENTS | 2002 | Dellwood Dr | Whispering Woods Ln | Menards | 288.5588 | PVC | 9.0763 |  | 75 | 0 | 0 | 0 | 0 | 0 | 53 |  | Potable | 1 | 1 | 1 | 1 | 2012-03-07 14:46 | BAXTER\todd.deboer | 164 | wFIT-977 | wFIT-975 | 1DZ18-1DZ24 | {56AED90F-C2C4-4A19-AB33-4E1C79B6C043}
2996 | wMAIN-4640 | EZ | MN 371, FRONTAGE ROADS AND WHISPERING WOODS LANE UTILITY IMPROVEMENTS | 2002 | Edgewood Dr | None | None | 31.4047 | PVC | 9.0766 |  | 75 | 0 | 0 | 0 | 0 | 0 | 53 |  | Potable | 1 | 1 | 1 | 1 | 2011-11-08 15:18 | BAXTER\todd.deboer | 164 | FIT-971 | V-1325 | 1EZ06-1EZ09 | {735052F6-4553-4CE9-AD72-9C07AAF89974}
2997 | wMAIN-4641 | EZ | MN 371, FRONTAGE ROADS AND WHISPERING WOODS LANE UTILITY IMPROVEMENTS | 2002 | Edgewood Dr | Grizzly's Center | Grizzly's Center | 215.8543 | PVC | 9.0769 |  | 75 | 0 | 0 | 0 | 0 | 0 | 53 |  | Potable | 1 | 1 | 1 | 1 | 2011-11-08 15:18 | BAXTER\todd.deboer | 164 | FIT-968 | FIT-967 | 1EZ13-1EZ19 | {08B86799-1ACC-4C34-A4BB-3F150D0E11FA}
2998 | wMAIN-4642 | EZ | MN 371, FRONTAGE ROADS AND WHISPERING WOODS LANE UTILITY IMPROVEMENTS | 2002 | Grizzly's Center | Edgewood Dr | None | 32.4935 | PVC | 9.0772 |  | 75 | 0 | 0 | 0 | 0 | 0 | 53 |  | Potable | 1 | 1 | 1 | 1 | 2011-11-08 15:18 | BAXTER\todd.deboer | 164 | V-1329 | FIT-543 | 1EZ20-1EZ21 | {8091DAE8-A05E-4BB4-AA2B-33582E0FB457}
2999 | wMAIN-4643 | EY | MN 371, FRONTAGE ROADS AND WHISPERING WOODS LANE UTILITY IMPROVEMENTS | 2002 | Edgewood Dr | Edgewood Dr | Slumberland Furniture | 252.2822 | PVC | 9.0775 |  | 75 | 0 | 0 | 0 | 0 | 0 | 53 |  | Potable | 1 | 1 | 1 | 1 | 2011-11-08 15:18 | BAXTER\todd.deboer | 164 | FIT-964 | FIT-963 | 1EZ32-1EY01 | {8FF55DEB-2CB6-4083-AFE2-A00F9F49F686}
3000 | wMAIN-4644 | EY | MN 371, FRONTAGE ROADS AND WHISPERING WOODS LANE UTILITY IMPROVEMENTS | 2002 | Edgewood Dr | Edgewood Dr | Slumberland Furniture | 354.3518 | PVC | 9.0778 |  | 75 | 0 | 0 | 0 | 0 | 0 | 53 |  | Potable | 1 | 1 | 1 | 1 | 2011-11-08 15:18 | BAXTER\todd.deboer | 164 | FIT-963 | FIT-961 | 1EY01-1EY07 | {F4A9AD4C-272B-4D38-BD74-47BF29A1D040}
3001 | wMAIN-4645 | ED | COUNTRY MARKET SITE IMPROVEMENTS | 1990 | Cub Foods | None | None | 400.9394 | PVC | 9.0781 |  | 75 | 0 | 0 | 0 | 0 | 0 | 41 |  | Potable | 1 | 1 | 1 | 1 | 2019-08-06 09:20 | BAXTER\Todd.DeBoer |  | wVLV-1348 | wFIT-946 | 1ED24-1ED25 | {8F0AF9D1-1D0B-4B9C-9882-3793B68A58C4}
3002 | wMAIN-4646 | FG | 2000 GLORY ROAD IMPROVEMENTS | 2000 | Glory Rd | Falcon Dr | RiverStone Professional Centre | 41.6873 | PVC | 9.0784 |  | 75 | 0 | 0 | 0 | 0 | 0 | 51 |  | Potable | 1 | 1 | 1 | 1 | 2011-11-08 15:18 | BAXTER\todd.deboer | 185 | FIT-1536 | FIT-1537 | 1FG13-1FG12 | {3385B970-8B02-4541-B711-CFDB31B4B804}
3003 | wMAIN-4647 | ED | WAL-MART STORE, SITE DEVELOPEMENT PLANS | 1990 | Gander Outdoors | None | None | 373.1154 | PVC | 9.0787 |  | 75 | 0 | 0 | 0 | 0 | 0 | 41 |  | Potable | 1 | 1 | 1 | 1 | 2011-11-08 15:18 | BAXTER\todd.deboer |  | V-1353 | FIT-957 | 1ED34-1ED35 | {FE806968-113A-48C2-9EA0-3DE1B59D6DB6}
3004 | wMAIN-4649 | EB | BEST BUY SITE IMPROVEMENTS | 2002 | Best Buy | Edgewood Dr | None | 1.0001 | PVC | 9.079 |  | 75 | 0 | 0 | 0 | 0 | 0 | 53 |  | Potable | 1 | 1 | 1 | 1 | 2011-11-08 15:18 | BAXTER\todd.deboer | 131 | FIT-1002 | V-1272 | 1EB19-1EB20 | {7E956DB5-6AA4-449C-836C-CF3045AF49FE}
3005 | wMAIN-4650 | EB | BEST BUY SITE IMPROVEMENTS | 2002 | Best Buy | None | None | 316.5482 | PVC | 9.0793 |  | 75 | 0 | 0 | 0 | 0 | 0 | 53 |  | Potable | 1 | 1 | 1 | 1 | 2011-11-08 15:18 | BAXTER\todd.deboer | 131 | FIT-938 | FIT-1003 | 1EB21-1EB24 | {9E341952-C19B-4A34-8C9F-B6D8E931619E}
3006 | wMAIN-4651 | EB | BEST BUY SITE IMPROVEMENTS | 2002 | Best Buy | None | None | 274.3524 | PVC | 9.0796 |  | 75 | 0 | 0 | 0 | 0 | 0 | 53 |  | Potable | 1 | 1 | 1 | 1 | 2011-11-08 15:18 | BAXTER\todd.deboer | 131 | FIT-1003 | FIT-1004 | 1EB24-1EB26 | {454E4D97-8C9F-48A7-9A42-5C90CB694D87}
3007 | wMAIN-4652 | CG | CYPRESS ESTATES IMPROVEMENTS | 1996 | Greenwood Rd | Cypress Estates | College Rd | 256.046 | PVC | 9.0798 |  | 75 | 0 | 0 | 0 | 0 | 0 | 47 |  | Potable | 1 | 1 | 1 | 1 | 2021-03-16 14:43 | BAXTER\tdeboer | 160 | wVLV-1371 | wVLV-1370 | 1CG36-1CG37 | {D6D830C8-9019-4A81-8169-40E40693D829}
3008 | wMAIN-4653 | MC | WHITE SAND NORTH 1999 PHASE 3 IMPROVEMENTS | 2002 | Cottage Grove Dr | Camden Rd | Bellingham Dr | 408.1266 | PVC | 9.0801 |  | 75 | 0 | 0 | 0 | 0 | 0 | 53 |  | Potable | 1 | 1 | 1 | 1 | 2011-11-08 15:18 | BAXTER\todd.deboer | 299 | FIT-1611 | FIT-1610 | 1MC18-1MC21 | {83D6DC59-11DF-4EF0-BB57-FE50961F9C45}
3009 | wMAIN-4655 | MI | CEDARDALE SOUTH 1ST ADDITION IMPROVEMENTS | 2004 | Second St | Jordan Rd | Cedardale Ln | 507.7997 | PVC | 9.0804 |  | 75 | 0 | 0 | 0 | 0 | 0 | 55 | CONNECT TO EXISTING | Potable | 1 | 1 | 1 | 1 | 2011-11-08 15:18 | BAXTER\todd.deboer | 143 | FIT-1838 | FIT-934 | 1MI44-1MJ01 | {C1031FE3-22EC-4DDF-887E-4BBBF0FC8F8C}
3010 | wMAIN-4656 | MJ | CEDARDALE SOUTH 1ST ADDITION IMPROVEMENTS | 2004 | Second St | Jordan Rd | None | 176.6375 | PVC | 9.0807 |  | 75 | 0 | 0 | 0 | 0 | 0 | 55 |  | Potable | 1 | 1 | 1 | 1 | 2011-11-08 15:18 | BAXTER\todd.deboer | 143 | V-1377 | FIT-537 | 1MJ05-1MJ06 | {1429F52F-C0F5-4BC9-B8BD-EC8EAD67ACE6}
3011 | wMAIN-4657 | MJ | CEDARDALE SOUTH 1ST ADDITION IMPROVEMENTS | 2004 | Second St | Jordan Rd | Cedardale Ln | 17.9419 | PVC | 9.081 |  | 75 | 0 | 0 | 0 | 0 | 0 | 55 |  | Potable | 1 | 1 | 1 | 1 | 2011-11-08 15:18 | BAXTER\todd.deboer | 143 | FIT-935 | V-1375 | 1MJ04-1MJ07 | {7538483C-BB30-4AF5-8E25-C14A9C00CB69}
3012 | wMAIN-4658 | MJ | CEDARDALE SOUTH 1ST ADDITION IMPROVEMENTS | 2004 | Second St | Jordan Rd | None | 363.6622 | PVC | 9.0813 |  | 75 | 0 | 0 | 0 | 0 | 0 | 55 |  | Potable | 1 | 1 | 1 | 1 | 2011-11-08 15:18 | BAXTER\todd.deboer | 143 | V-1376 | FIT-933 | 1MJ09-1MJ10 | {E4DEEC1E-F76F-4AD6-816B-73F936400DE8}
3013 | wMAIN-4661 | FW | AUDUBON WAY STREET AND UTILITY IMPROVEMENTS | 2004 | Audubon Way | State Hwy 371 | None | 175.8068 | PVC | 9.0816 |  | 75 | 0 | 0 | 0 | 0 | 0 | 55 |  | Potable | 1 | 1 | 1 | 1 | 2011-11-08 15:18 | BAXTER\todd.deboer | 118 | FIT-1947 | FIT-927 | 1FW25-1FW29 | {46D163FD-6963-41CE-B257-E9BED77383F0}
3014 | wMAIN-4662 | FW | AUDUBON WAY STREET AND UTILITY IMPROVEMENTS | 2004 | Audubon Way | State Hwy 371 | Holiday Inn Express Hotel & Suites | 332.5624 | PVC | 9.0819 |  | 75 | 0 | 0 | 0 | 0 | 0 | 55 |  | Potable | 1 | 1 | 1 | 1 | 2011-11-08 15:18 | BAXTER\todd.deboer | 118 | FIT-924 | FIT-922 | 1FW14-1FW07 | {36E2FE3A-0232-42E6-929E-DA901376A105}
3015 | wMAIN-4663 | FW | AUDUBON WAY STREET AND UTILITY IMPROVEMENTS | 2004 | Audubon Way | State Hwy 371 | Holiday Inn Express Hotel & Suites | 388.4707 | PVC | 9.0822 |  | 75 | 0 | 0 | 0 | 0 | 0 | 55 |  | Potable | 1 | 1 | 1 | 1 | 2018-01-11 10:57 | BAXTER\Todd.DeBoer | 118 | wFIT-921 | wFIT-923 | 1FW04-1FX01 | {DD0B2107-F595-41F6-A3D3-BDE3D4B3279B}
3016 | wMAIN-4664 | FW | AUDUBON WAY STREET AND UTILITY IMPROVEMENTS | 2004 | Audubon Way | None | None | 240.1161 | PVC | 9.0825 |  | 75 | 0 | 0 | 0 | 0 | 0 | 55 |  | Potable | 1 | 1 | 1 | 1 | 2011-11-08 15:18 | BAXTER\todd.deboer | 118 | V-1399 | FIT-920 | 1FW08-1FW09 | {08BA4BF7-0EBD-4243-B74E-B3CCC09845C6}
3017 | wMAIN-4665 | BH | 2001 SOUTH INTERCEPTOR ROAD IMPROVEMENTS | 2003 | Berrywood Dr | Hinckley Ct | Heritage Church | 90.1842 | PVC | 9.0828 |  | 75 | 0 | 0 | 0 | 0 | 0 | 54 |  | Potable | 1 | 1 | 1 | 1 | 2011-11-08 15:18 | BAXTER\todd.deboer | 106 | V-682 | FIT-1837 | 1BH41-1BH42 | {CFCF4733-4E1B-47C9-917E-3C9AFF9A1E91}
3018 | wMAIN-4666 | BG | 2003 BERRYWOOD DRIVE IMPROVEMENTS |  | Berrywood Apartments | Berrywood Dr | None | 33.2362 | PVC | 9.0831 |  | 75 | 0 | 0 | 0 | 0 | 0 | -1949 |  | Potable | 1 | 1 | 1 | 1 | 2011-11-08 15:18 | BAXTER\todd.deboer |  | FIT-918 | FIT-2002 | 1BG65- | {B62CAE5E-CC7C-498C-ADFC-CA1F116C034B}
3019 | wMAIN-4667 | BH | 2003 BERRYWOOD DRIVE IMPROVEMENTS | 2004 | Heritage Church | None | None | 240.3213 | PVC | 9.0834 |  | 75 | 0 | 0 | 0 | 0 | 0 | 55 |  | Potable | 1 | 1 | 1 | 1 | 2011-11-08 15:18 | BAXTER\todd.deboer | 130 | FIT-917 | FIT-915 | 1BH64-1BH66 | {BBA504CD-52C3-48B4-A116-917DF714603B}
3020 | wMAIN-4668 | BG | 2003 BERRYWOOD DRIVE IMPROVEMENTS | 2004 | Heritage Church | None | None | 438.239 | PVC | 9.0837 |  | 75 | 0 | 0 | 0 | 0 | 0 | 55 |  | Potable | 1 | 1 | 1 | 1 | 2015-05-14 10:10 | BAXTER\todd.deboer | 130 | wFIT-915 | wFIT-383 | 1BH66-1BG70 | {4FD821B5-AA18-4C42-860D-F8FA32DDA374}
3021 | wMAIN-4671 | OH | 2004 MEREDITH, NORWAY AND LANCER AREA UTILITY AND ROADWAY IMPROVEMENTS | 2004 | Lancer Pl | Lancer Dr | None | 372.4621 | PVC | 9.084 |  | 75 | 0 | 0 | 0 | 0 | 0 | 55 |  | Potable | 1 | 1 | 1 | 1 | 2011-11-08 15:18 | BAXTER\todd.deboer | 237 | V-1441 | FIT-382 | 1OH13-1OH14 | {DB5E6CCC-68F1-4131-ACCA-4C1E6387B952}
3022 | wMAIN-4672 | OH | 2004 MEREDITH, NORWAY AND LANCER AREA UTILITY AND ROADWAY IMPROVEMENTS | 2004 | Fairview Rd | Meredith Dr | Lancer Dr | 451.9949 | PVC | 9.0843 |  | 75 | 0 | 0 | 0 | 0 | 0 | 55 |  | Potable | 1 | 1 | 1 | 1 | 2011-11-08 15:18 | BAXTER\todd.deboer | 237 | V-1432 | FIT-900 | 1OH01-1PH07 | {029E593E-8498-4033-ACA3-CE12D4B43F16}
3023 | wMAIN-4673 | PG | 2004 MEREDITH, NORWAY AND LANCER AREA UTILITY AND ROADWAY IMPROVEMENTS | 2004 | Norway Dr | Meredith Dr | Fairview Rd | 584.2795 | PVC | 9.0846 |  | 75 | 0 | 0 | 0 | 0 | 0 | 55 |  | Potable | 1 | 1 | 1 | 1 | 2011-11-08 15:18 | BAXTER\todd.deboer | 237 | FIT-913 | FIT-912 | 1PG18-1PG21 | {B8985C0D-40ED-48C0-8FA1-F03070CE12E7}
3024 | wMAIN-4674 | PG | 2004 MEREDITH, NORWAY AND LANCER AREA UTILITY AND ROADWAY IMPROVEMENTS | 2004 | Norway Dr | Meredith Dr | Fairview Rd | 549.4163 | PVC | 9.0849 |  | 75 | 0 | 0 | 0 | 0 | 0 | 55 |  | Potable | 1 | 1 | 1 | 1 | 2011-11-08 15:18 | BAXTER\todd.deboer | 237 | FIT-912 | FIT-911 | 1PG21-1PG24 | {6F81643F-8D54-4009-8858-BC8846006A40}
3025 | wMAIN-4675 | OF | HONEYSUCKLE ACRES | 2004 | Honeysuckle Way | Shadowwood Dr | Oak St | 622.1231 | PVC | 9.0852 |  | 75 | 0 | 0 | 0 | 0 | 0 | 55 |  | Potable | 1 | 1 | 1 | 1 | 2011-11-08 15:18 | BAXTER\todd.deboer |  | FIT-880 | FIT-378 | 1OF13-1OF16 | {10DACC6A-02D9-4ADB-BD0E-D29F08882B54}
3026 | wMAIN-4676 | FG | 2004 ISLE DRIVE EXTENSION AND HINCKLEY ROAD IMPROVEMENTS | 2004 | Isle Dr | Glory Rd | RiverStone Professional Centre | 96.6613 | PVC | 9.0855 |  | 75 | 0 | 0 | 0 | 0 | 0 | 55 |  | Potable | 1 | 1 | 1 | 1 | 2011-11-08 15:18 | BAXTER\todd.deboer | 207 | FIT-872 | FIT-1946 | 1FG28-1FG30 | {98D1DDFF-1AFB-4B04-BD45-B74AA665EE60}
3027 | wMAIN-4677 | FG | 2004 ISLE DRIVE EXTENSION AND HINCKLEY ROAD IMPROVEMENTS | 2004 | Isle Dr | Carol Winegar | Forthun Rd | 195.2891 | PVC | 9.0858 |  | 75 | 0 | 0 | 0 | 0 | 0 | 55 |  | Potable | 1 | 1 | 1 | 1 | 2011-11-08 15:18 | BAXTER\todd.deboer | 207 | FIT-1945 | FIT-871 | 1FG35-1FG40 | {5B065C66-A911-409D-8EA7-C7D207DB970A}
3028 | wMAIN-4678 | FF | 2004 ISLE DRIVE EXTENSION AND HINCKLEY ROAD IMPROVEMENTS | 2004 | Isle Dr | Carol Winegar | Forthun Rd | 318.1448 | PVC | 9.0861 |  | 75 | 0 | 0 | 0 | 0 | 0 | 55 |  | Potable | 1 | 1 | 1 | 1 | 2011-11-08 15:18 | BAXTER\todd.deboer | 207 | V-1476 | FIT-1944 | 1FF34-1FG43 | {3C7C49C3-D0AE-49F6-AE7D-E5BEC3C85101}
3029 | wMAIN-4679 | JO | 2004 IRONWOOD MEADOWS IMPROVEMENTS | 2004 | Oakdale Rd | Knotty Pine Dr | None | 471.9796 | PVC | 9.0864 |  | 75 | 0 | 0 | 0 | 0 | 0 | 55 |  | Potable | 1 | 1 | 1 | 1 | 2011-11-08 15:18 | BAXTER\todd.deboer | 206 | FIT-861 | FIT-859 | 1JN22-1JO01 | {C19053D9-B3A8-4C74-A0E8-B5A50FC3DF24}
3030 | wMAIN-4680 | JN | 2004 IRONWOOD MEADOWS IMPROVEMENTS | 2004 | Ottertail Cir | Knotty Pine Dr | Jasperwood Dr | 269.1521 | PVC | 9.0866 |  | 75 | 0 | 0 | 0 | 0 | 0 | 55 |  | Potable | 1 | 1 | 1 | 1 | 2011-11-08 15:18 | BAXTER\todd.deboer | 206 | V-1482 | FIT-863 | 1JN06-1JN07 | {D8077AB9-5BA4-4AED-B1DA-E8CE62A8E4BE}
3031 | wMAIN-4681 | JN | 2004 IRONWOOD MEADOWS IMPROVEMENTS | 2004 | Ottertail Cir | Knotty Pine Dr | Jasperwood Dr | 355.133 | PVC | 9.0869 |  | 75 | 0 | 0 | 0 | 0 | 0 | 55 |  | Potable | 1 | 1 | 1 | 1 | 2011-11-08 15:18 | BAXTER\todd.deboer | 206 | FIT-863 | FIT-864 | 1JN07-1JN08 | {C6B31A87-FBBA-473A-95E3-D46CA0C15688}
3032 | wMAIN-4682 | AF | CHLORINATION AND METERING STATION | 1999 | Highland Senic Dr | Industrial Park Rd | Anabec St | 141.7902 | PVC | 9.0872 |  | 75 | 0 | 0 | 0 | 0 | 0 | 50 |  | Potable | 1 | 1 | 1 | 1 | 2021-03-17 09:20 | BAXTER\tdeboer |  | wVLV-1496 |  | 1AF23-STUB | {A6880136-0C82-4039-8507-259077A40426}
3033 | wMAIN-4683 | AF | CHLORINATION AND METERING STATION | 1999 | Highland Senic Dr | Industrial Park Rd | Anabec St | 302.1709 | PVC | 9.0875 |  | 75 | 0 | 0 | 0 | 0 | 0 | 50 |  | Potable | 1 | 1 | 1 | 1 | 2021-03-17 09:19 | BAXTER\tdeboer |  | wFIT-851 |  | 1AF22-STUB | {F8B00619-3C64-4E0F-BD9D-CFBFEA0F8FAE}
3034 | wMAIN-4684 | AH | 1979 WATERMAIN ASHDALE DR | 1980 | Highland Senic Rd | Eagle Dr | None | 516.5237 | DIP | 9.0878 |  | 75 | 0 | 0 | 0 | 0 | 0 | 31 |  | Potable | 1 | 1 | 1 | 1 | 2011-11-08 15:18 | BAXTER\todd.deboer | 102 | FIT-848 | FIT-125 | 1AH27-1AI01 | {09FC456E-CF88-4BBF-AFD7-67DCF51246DB}
3035 | wMAIN-4685 | JF | PAIGE AND BLAIR SECOND ADDITION | 2002 | Fairfax Rd | Kenwood Dr | Knollwood Dr | 551.9869 | PVC | 9.0881 |  | 75 | 0 | 0 | 0 | 0 | 0 | 53 | C900 | Potable | 1 | 1 | 1 | 1 | 2011-11-08 15:18 | BAXTER\todd.deboer | 256 | FIT-1132 | FIT-1125 | 1JF15-1JF18 | {D7EE4C48-1707-49E2-924D-C037E87C84A0}
3036 | wMAIN-4686 | KF | 2004 KENWOOD DRIVE AND SANDSTONE ROAD UTILITY AND ROADWAY IMPROVEMENTS | 2004 | Kenwood Dr | Kenwood Ct | Sandstone Rd | 83.7061 | PVC | 9.0884 |  | 75 | 0 | 0 | 0 | 0 | 0 | 55 |  | Potable | 1 | 1 | 1 | 1 | 2011-11-08 15:18 | BAXTER\todd.deboer | 216 | V-1507 | FIT-842 | 1KF07-1KF08 | {32170D32-E642-49F6-B8CA-D6076A3C6914}
3037 | wMAIN-4687 | FD | EXCELSIOR PLACE - PHASE 2 | 2004 | Firewood Dr | White Oak Estates | Excelsior Rd | 510.7551 | PVC | 9.0887 |  | 75 | 0 | 0 | 0 | 0 | 0 | 55 |  | Potable | 1 | 1 | 1 | 1 | 2011-11-08 15:18 | BAXTER\todd.deboer | 171 | V-1522 | FIT-831 | 1FD42-1FD43 | {DC04C014-9BDB-416B-9DB2-EBB1A5E15C8D}
3038 | wMAIN-4688 | FC | EXCELSIOR PLACE - PHASE 2 | 2004 | Firewood Dr | White Oak Estates | Excelsior Rd | 341.3135 | PVC | 9.089 |  | 75 | 0 | 0 | 0 | 0 | 0 | 55 |  | Potable | 1 | 1 | 1 | 1 | 2021-03-22 08:54 | BAXTER\tdeboer | 171 | wFIT-831 | wFIT-830 | 1FD43-1FC24 | {48739E85-DF20-49D7-B726-C3DC30824FE2}
3039 | wMAIN-4689 | EC | 2003 CLEARWATER ROAD COMMERCIAL UTILITY IMPROVEMENTS | 2003 | Clearwater Rd | Edgewood Dr | Forest Dr | 44.6376 | PVC | 9.0893 |  | 75 | 0 | 0 | 0 | 0 | 0 | 54 |  | Potable | 1 | 1 | 1 | 1 | 2011-11-08 15:18 | BAXTER\todd.deboer | 151 | V-1538 | FIT-498 | 1EC36-1EB33 | {0DEEEF89-C27D-470D-8D4A-A3B148F2D5AA}
3040 | wMAIN-4690 | FB | JMS BAXTER ESTATES - PHASE 1 | 2002 | Forest Dr | Clearwater Rd | None | 99.8405 | PVC | 9.0896 |  | 75 | 0 | 0 | 0 | 0 | 0 | 53 |  | Potable | 1 | 1 | 1 | 1 | 2011-11-08 15:18 | BAXTER\todd.deboer | 209 | FIT-23 | FIT-806 | 1FB04-1FB05 | {43F1C203-9DD9-4FFB-A322-F450E99CF357}
3041 | wMAIN-4691 | FC | 1979 WATER IMPROVEMENTS | 1979 | Forest Dr | Clearwater Rd | Fox Rd | 193.648 | PVC | 9.0899 |  | 75 | 0 | 0 | 0 | 0 | 0 | 30 |  | Potable | 1 | 1 | 1 | 1 | 2011-11-08 15:18 | BAXTER\todd.deboer | 101 | FIT-1236 | FIT-1235 | 1FC08-1FC14 | {3467AB98-788E-44AA-802D-C425C870C0E9}
3042 | wMAIN-4693 | FB | JMS BAXTER ESTATES - PHASE 1 | 2002 | Clearwater Rd | Green Briar Dr | Clearwater Estates Apt Homes | 57.4758 | PVC | 9.0902 |  | 75 | 0 | 0 | 0 | 0 | 0 | 53 |  | Potable | 1 | 1 | 1 | 1 | 2011-11-08 15:18 | BAXTER\todd.deboer | 209 | FIT-801 | FIT-802 | 1FB23-1FB25 | {641F3C9C-9013-4DFE-8EDB-80E524922CF3}
3043 | wMAIN-4694 | GB | JMS BAXTER ESTATES - PHASE 1 | 2002 | Clearwater Rd | Clearwater Apartments | Green Briar Dr | 185.4741 | PVC | 9.0905 |  | 75 | 0 | 0 | 0 | 0 | 0 | 53 |  | Potable | 1 | 1 | 1 | 1 | 2011-11-08 15:18 | BAXTER\todd.deboer | 209 | FIT-800 | FIT-799 | 1GB01-1GB04 | {B49B0E64-B006-4220-B126-B0FD9C7E6909}
3044 | wMAIN-4695 | BD | ARBOR GLEN | 2002 | Arbor Glen Apartments | Broadmoor Dr | None | 345.3214 | PVC | 9.0908 |  | 75 | 0 | 0 | 0 | 0 | 0 | 53 |  | Potable | 1 | 1 | 1 | 1 | 2011-11-08 15:18 | BAXTER\todd.deboer | 115 | V-1109 | FIT-1109 | 1BD24-1BD25 | {0F3F9363-7F15-4DB9-A5C3-958AC6DB3154}
3045 | wMAIN-4696 | BD | ARBOR GLEN | 2002 | Arbor Glen Apartments | Dalton Rd | None | 268.4739 | PVC | 9.0911 |  | 75 | 0 | 0 | 0 | 0 | 0 | 53 |  | Potable | 1 | 1 | 1 | 1 | 2011-11-08 15:18 | BAXTER\todd.deboer | 115 | V-1111 | FIT-1110 | 1BD42-1BD43 | {56E5F75F-6F8E-4400-A732-4BC6B1A3AF87}
3046 | wMAIN-4697 | BD | ARBOR GLEN | 2002 | Arbor Glen Apartments | None | None | 97.2682 | PVC | 9.0914 |  | 75 | 0 | 0 | 0 | 0 | 0 | 53 | C900 | Potable | 1 | 1 | 1 | 1 | 2011-11-08 15:18 | BAXTER\todd.deboer | 115 | FIT-1110 | FIT-1842 | 1BD43-1BD46 | {3BAE18AE-A549-478A-AD9C-B8B27ED83A19}
3047 | wMAIN-4698 | BD | ARBOR GLEN | 2002 | Arbor Glen Apartments | None | None | 56.6452 | PVC | 9.0917 |  | 75 | 0 | 0 | 0 | 0 | 0 | 53 | C900 | Potable | 1 | 1 | 1 | 1 | 2011-11-08 15:18 | BAXTER\todd.deboer | 115 | FIT-1841 | FIT-1103 | 1BD47-1BD48 | {4702BBE8-8F93-4931-96A2-C7A9C8B20CED}
3048 | wMAIN-4699 | HB | 2004 INGLEWOOD DRIVE AND CLEARWATER ROAD IMPROVEMENTS | 2004 | Clearwater Rd | Inglewood Dr | Grand Oaks Dr | 393.5186 | PVC | 9.092 |  | 75 | 0 | 0 | 0 | 0 | 0 | 55 |  | Potable | 1 | 1 | 1 | 1 | 2011-11-08 15:18 | BAXTER\todd.deboer | 150 | FIT-796 | FIT-795 | 1HB07-1HB04 | {73C21298-4367-47DA-82C1-723A41A55533}
3049 | wMAIN-4700 | HB | 2004 INGLEWOOD DRIVE AND CLEARWATER ROAD IMPROVEMENTS | 2004 | Clearwater Rd | Inglewood Dr | Grand Oaks Dr | 420.1773 | PVC | 9.0923 |  | 75 | 0 | 0 | 0 | 0 | 0 | 55 |  | Potable | 1 | 1 | 1 | 1 | 2011-11-08 15:18 | BAXTER\todd.deboer | 150 | FIT-795 | FIT-794 | 1HB04-1HB01 | {81376C73-8752-48C3-8371-89726321A6AE}
3050 | wMAIN-4701 | HB | 2004 INGLEWOOD DRIVE AND CLEARWATER ROAD IMPROVEMENTS | 2004 | Clearwater Rd | Inglewood Dr | Grand Oaks Dr | 444.3624 | PVC | 9.0926 |  | 75 | 0 | 0 | 0 | 0 | 0 | 55 |  | Potable | 1 | 1 | 1 | 1 | 2011-11-08 15:18 | BAXTER\todd.deboer | 150 | FIT-794 | FIT-793 | 1HB01-1HC01 | {259CA063-CB06-44AA-8E0D-FC64EB5DF45F}
3051 | wMAIN-4702 | EZ | WOIDA CENTER SITE IMPROVEMENTS | 2002 | Starbucks | None | None | 196.1825 | PVC | 9.0929 |  | 75 | 0 | 0 | 0 | 0 | 0 | 53 |  | Potable | 1 | 1 | 1 | 1 | 2011-11-08 15:18 | BAXTER\todd.deboer | 304 | FIT-759 | FIT-761 | 1EZ35-1EZ38 | {A49F7A8A-8282-48B9-B1BF-F14A08003D10}
3052 | wMAIN-4703 | EZ | WOIDA CENTER SITE IMPROVEMENTS | 2002 | T-Mobile | None | None | 413.3457 | PVC | 9.0932 |  | 75 | 0 | 0 | 0 | 0 | 0 | 53 |  | Potable | 1 | 1 | 1 | 1 | 2011-11-08 15:18 | BAXTER\todd.deboer | 304 | FIT-1827 | FIT-756 | 1EZ12-1EZ48 | {A292D860-6237-4F89-A7EB-C45661CA8BD4}
3053 | wMAIN-4704 | FX | 2003 EDGEWOOD DRIVE UTILITY IMPROVEMENTS | 2004 | Edgewood Dr | Affinty Plus Credit Union | Edgewood Dr | 566.6974 | PVC | 9.0934 |  | 75 | 0 | 0 | 0 | 0 | 0 | 55 |  | Potable | 1 | 1 | 1 | 1 | 2011-11-08 15:18 | BAXTER\todd.deboer | 167 | FIT-753 | FIT-1937 | 1FY06-1FX05 | {4B333825-A734-4A89-8EA3-6B89092E7306}
3054 | wMAIN-4705 | EY | 2003 EDGEWOOD DRIVE UTILITY IMPROVEMENTS | 2004 | Edgewood Dr | Edgewood Dr | Slumberland Furniture | 505.4174 | PVC | 9.0937 |  | 75 | 0 | 0 | 0 | 0 | 0 | 55 |  | Potable | 1 | 1 | 1 | 1 | 2011-11-08 15:18 | BAXTER\todd.deboer | 167 | FIT-755 | V-1618 | 1EY11-1FY01 | {5EF8EC96-26D0-4C4E-AE88-CE92E3CB4A7F}
3055 | wMAIN-4706 | GW | 2003 EDGEWOOD DRIVE UTILITY IMPROVEMENTS | 2004 | Edgewood Dr | Sears | Lake Forest Rd | 296.7399 | PVC | 9.094 |  | 75 | 0 | 0 | 0 | 0 | 0 | 55 |  | Potable | 1 | 1 | 1 | 1 | 2011-11-08 15:18 | BAXTER\todd.deboer | 167 | V-1631 | FIT-739 | 1GX05-1GW01 | {934DAF3E-9FA5-4507-AB3C-5B27ACF20670}
3056 | wMAIN-4707 | GW | 2003 EDGEWOOD DRIVE UTILITY IMPROVEMENTS | 2004 | Edgewood Dr | Sears | Lake Forest Rd | 137.8362 | PVC | 9.0943 |  | 75 | 0 | 0 | 0 | 0 | 0 | 55 |  | Potable | 1 | 1 | 1 | 1 | 2011-11-08 15:18 | BAXTER\todd.deboer | 167 | FIT-739 | FIT-738 | 1GW01-1GW07 | {3021E17B-4EA8-41EA-837B-AD673449BDA2}
3057 | wMAIN-4708 | GW | 2003 EDGEWOOD DRIVE UTILITY IMPROVEMENTS | 2004 | Edgewood Dr | Sears | Lake Forest Rd | 310.9584 | PVC | 9.0946 |  | 75 | 0 | 0 | 0 | 0 | 0 | 55 |  | Potable | 1 | 1 | 1 | 1 | 2011-11-08 15:18 | BAXTER\todd.deboer | 167 | FIT-738 | FIT-736 | 1GW07-1GW09 | {F6F9017D-85B3-4D16-905A-EBD0E693233F}
3058 | wMAIN-4709 | GW | 2003 EDGEWOOD DRIVE UTILITY IMPROVEMENTS | 2004 | Edgewood Dr | Pine Beach Rd | Sears | 303.6284 | PVC | 9.0949 |  | 75 | 0 | 0 | 0 | 0 | 0 | 55 |  | Potable | 1 | 1 | 1 | 1 | 2012-09-06 15:37 | BAXTER\todd.deboer | 167 | wFIT-730 | wFIT-734 | 1GW23-1GW25 | {26A597E5-D557-4591-9811-7B682F6B359B}
3059 | wMAIN-4710 | GA2 | 2003 EDGEWOOD DRIVE UTILITY IMPROVEMENTS | 2004 | Edgewood Dr | Pine Beach Rd | Sears | 517.1793 | PVC | 9.0952 |  | 75 | 0 | 0 | 0 | 0 | 0 | 55 |  | Potable | 1 | 1 | 1 | 1 | 2011-11-08 15:18 | BAXTER\todd.deboer | 167 | FIT-734 | V-1643 | 1GW25-2GA01 | {0BBAF41D-B672-43C2-8461-26B1E6FB5D37}
3060 | wMAIN-4711 | FG | WOODRIDGE TOWNHOMES SITE IMPROVEMENTS | 2002 | Glory Rd | Woodridge Townhomes | Falcon Dr | 43.7483 | PVC | 9.0955 |  | 75 | 0 | 0 | 0 | 0 | 0 | 53 |  | Potable | 1 | 1 | 1 | 1 | 2011-11-08 15:18 | BAXTER\todd.deboer | 306 | FIT-1822 | FIT-722 | 1FG03-1FG48 | {D1B1FECD-D2EF-4D1D-938F-7C3D3A2A13C0}
3061 | wMAIN-4712 | GG | WOODRIDGE TOWNHOMES SITE IMPROVEMENTS | 2002 | Glory Rd | Woodridge Townhomes | Falcon Dr | 318.2346 | PVC | 9.0958 |  | 75 | 0 | 0 | 0 | 0 | 0 | 53 |  | Potable | 1 | 1 | 1 | 1 | 2011-11-08 15:18 | BAXTER\todd.deboer | 306 | FIT-722 | FIT-1821 | 1FG48-1GG06 | {B08D3330-9A2F-4511-871C-4ECF1DD707DB}
3062 | wMAIN-4714 | EC | LIGHT DEPOT SITE IMPROVEMENTS | 2000 | Spectrum Store | Edgewood Dr | Light Depot | 359.6524 | PVC | 9.0961 |  | 75 | 0 | 0 | 0 | 0 | 0 | 51 |  | Potable | 1 | 1 | 1 | 1 | 2013-08-08 14:54 | BAXTER\todd.deboer | 273 | wFIT-717 | wFIT-716 | 1EC51-1EC52 | {C17D9E25-7A02-4735-B926-F2746B96802B}
3063 | wMAIN-4715 | EB | 2003 CLEARWATER ROAD COMMERCIAL UTILITY IMPROVEMENTS | 2003 | White Pine Dr | Lynwood Dr | Clearwater Rd | 56.1921 | PVC | 9.0964 |  | 75 | 0 | 0 | 0 | 0 | 0 | 54 |  | Potable | 1 | 1 | 1 | 1 | 2011-11-08 15:18 | BAXTER\todd.deboer | 151 | FIT-810 | FIT-290 | 1EB38-1EB41 | {04300AFB-AE0E-4092-8AE1-1B743DA43B30}
3064 | wMAIN-4716 | GB | 2004 INGLEWOOD DRIVE AND CLEARWATER ROAD IMPROVEMENTS | 2004 | Grand Oaks Dr | Clearwater Rd | Grand Oaks Apartments | 83.2334 | PVC | 9.0967 |  | 75 | 0 | 0 | 0 | 0 | 0 | 55 |  | Potable | 1 | 1 | 1 | 1 | 2011-11-08 15:18 | BAXTER\todd.deboer | 150 | FIT-818 | V-1537 | 1GB23-1GB22 | {B5F3F886-9A30-45FB-801A-61669F021CC2}
3065 | wMAIN-4718 | JC | 2004 BITTERROOT IMPROVEMENTS | 2004 | Barberry Ct | Kimberlee Dr | Barberry Ct | 320.8215 | PVC | 9.097 |  | 75 | 0 | 0 | 0 | 0 | 0 | 55 |  | Potable | 1 | 1 | 1 | 1 | 2011-11-08 15:18 | BAXTER\todd.deboer | 133 |  |  | 1JC38-1JC39 | {FBAAA62C-A21B-40B9-A4E8-6C33CD0D40DC}
3066 | wMAIN-4719 | FC | EXCELSIOR PLACE - PHASE II | 2004 | Firewood Dr | White Oak Estates | Excelsior Rd | 364.2854 | PVC | 9.0973 |  | 75 | 0 | 0 | 0 | 0 | 0 | 55 |  | Potable | 1 | 1 | 1 | 1 | 2011-11-08 15:18 | BAXTER\todd.deboer | 171 | FIT-828 | FIT-829 | 1FC27-1FC30 | {10EF7035-38F2-402C-8CC9-66AF88F51B31}
3067 | wMAIN-4720 | LH | THE VIEW AT RUSH LAKE SITE IMPROVEMENTS | 2004 | Rush Lake Ct | Highland Senic Rd | Rush Lake Ct | 249.4963 | PVC | 9.0976 |  | 75 | 0 | 0 | 0 | 0 | 0 | 55 |  | Potable | 1 | 1 | 1 | 1 | 2011-11-08 15:18 | BAXTER\todd.deboer | 275 | V-1667 | FIT-719 | 1LH09-1LH10 | {2DA2B9EA-156E-43C7-8716-68DEDAA45082}
3068 | wMAIN-4721 | LH | THE VIEW AT RUSH LAKE SITE IMPROVEMENTS | 2004 | Rush Lake Ct | Foley Rd | Preserve Cir | 373.0632 | PVC | 9.0979 |  | 75 | 0 | 0 | 0 | 0 | 0 | 55 |  | Potable | 1 | 1 | 1 | 1 | 2011-11-08 15:18 | BAXTER\todd.deboer | 275 | FIT-719 | V-1668 | 1LH10-1LH13 | {6EB94194-678F-4A81-9805-B031D79EE63C}
3069 | wMAIN-4722 | EC | KUEPER'S UTILITY IMPROVEMENTS | 1995 | Clearwater Rd | Edgewood Dr | Forest Dr | 176.0266 | PVC | 9.0982 |  | 75 | 0 | 0 | 0 | 0 | 0 | 46 | CONNECTED TO EXISTING | Potable | 1 | 1 | 1 | 1 | 2011-11-08 15:18 | BAXTER\todd.deboer | 229 | V-1540 | FIT-1499 | 1EB06-1EC01 | {8DC0BC1C-D079-47D0-BDFF-7309332828CD}
3070 | wMAIN-4723 | FB | JMS BAXTER ESTATES - PHASE 1 | 2002 | Clearwater Estates Apt Homes | None | None | 8.5171 | PVC | 9.0985 |  | 75 | 0 | 0 | 0 | 0 | 0 | 53 |  | Potable | 1 | 1 | 1 | 1 | 2011-11-08 15:18 | BAXTER\todd.deboer | 209 | FIT-713 | V-1660 | 1FB32-1FB34 | {7D354AF1-6449-4AE4-91E8-992A7CD75B44}
3071 | wMAIN-4724 | FB | JMS BAXTER ESTATES - PHASE 1 | 2002 | Clearwater Estates Apt Homes | None | None | 119.9505 | PVC | 9.0988 |  | 75 | 0 | 0 | 0 | 0 | 0 | 53 |  | Potable | 1 | 1 | 1 | 1 | 2011-11-08 15:18 | BAXTER\todd.deboer | 209 | FIT-710 | FIT-712 | 1FB31-1GB08 | {66C74599-8A27-4FF5-9B3D-D88709A5DCBA}
3072 | wMAIN-4725 | GB | JMS BAXTER ESTATES - PHASE 1 | 2002 | Clearwater Estates Apt Homes | None | None | 8.572 | PVC | 9.0991 |  | 75 | 0 | 0 | 0 | 0 | 0 | 53 |  | Potable | 1 | 1 | 1 | 1 | 2011-11-08 15:18 | BAXTER\todd.deboer | 209 | FIT-712 | V-1662 | 1GB08-1GB10 | {F6DF04A7-028E-461F-9D4B-0A1C3EB458DE}
3073 | wMAIN-4726 | GB | 2004 GRAND OAKS DRIVE IMPROVEMENTS | 2004 | Grand Oaks Dr | Clearwater Rd | Grand Oaks Apartments | 126.3588 | PVC | 9.0994 |  | 75 | 0 | 0 | 0 | 0 | 0 | 55 |  | Potable | 1 | 1 | 1 | 1 | 2011-11-08 15:18 | BAXTER\todd.deboer | 188 | FIT-819 | FIT-1817 | 1GC22-1GC26 | {5FE7B23D-C0EF-4BE2-8982-52471F43E660}
3074 | wMAIN-4727 | HA2 | 2003 EDGEWOOD DRIVE UTILITY IMPROVEMENTS | 2004 | Edgewood Dr | Pine Beach Rd | Sears | 103.1107 | PVC | 9.0997 |  | 75 | 0 | 0 | 0 | 0 | 0 | 55 |  | Potable | 1 | 1 | 1 | 1 | 2011-11-08 15:18 | BAXTER\todd.deboer | 167 | FIT-728 | FIT-1816 | 2GA02-2HA08 | {A9A151E0-0AAA-4877-B3E0-17390D872F4E}
3075 | wMAIN-4728 | GD | 2004 GRAND OAKS DRIVE IMPROVEMENTS | 2004 | Grand Oaks Dr | Firewood Dr | Grand Oaks Townhomes | 377.1395 | PVC | 9.1 |  | 75 | 0 | 0 | 0 | 0 | 0 | 55 |  | Potable | 1 | 1 | 1 | 1 | 2011-11-08 15:18 | BAXTER\todd.deboer | 188 | FIT-703 | FIT-825 | 1GD26-1GD19 | {8EFAC43C-07F9-4B66-B8B8-4C09D00C681C}
3076 | wMAIN-4729 | GC | 2004 GRAND OAKS DRIVE IMPROVEMENTS | 2004 | Grand Oaks Dr | Firewood Dr | White Oaks Estates | 237.8569 | PVC | 9.1002 |  | 75 | 0 | 0 | 0 | 0 | 0 | 55 |  | Potable | 1 | 1 | 1 | 1 | 2011-11-08 15:18 | BAXTER\todd.deboer | 188 | FIT-822 | FIT-700 | 1GC11-1GC27 | {084F87DE-8654-412C-B7A8-A3D82DF209FE}
3077 | wMAIN-4731 | DA | MILLS MOTORS UTILITY IMPROVEMENTS | 1996 | Mills Motor | None | None | 44.5767 | PVC | 9.1005 |  | 75 | 0 | 0 | 0 | 0 | 0 | 47 |  | Potable | 1 | 1 | 1 | 1 | 2011-11-08 15:18 | BAXTER\todd.deboer | 239 | FIT-1001 |  | 1DA42-BLDG. | {7FEC16F2-124E-4174-8C29-ABBFE12EE5F8}
3078 | wMAIN-4732 | DY | MN 371, FRONTAGE ROADS AND WHISPERING WOODS LANE UTILITY IMPROVEMENTS | 2002 | State Hwy 371 | Edgewood Dr | Dellwood Dr | 320.3739 | PVC | 9.1008 |  | 75 | 0 | 0 | 0 | 0 | 0 | 53 |  | Potable | 1 | 1 | 1 | 1 | 2011-11-08 15:18 | BAXTER\todd.deboer | 164 | V-1314 | V-1312 | 1EZ30-1DY16 | {361061D0-5B94-4749-BB1C-53FCD5C77077}
3079 | wMAIN-4733 | IC | 2004 INGLEWOOD DRIVE AND CLEARWATER ROAD IMPROVEMENTS | 2004 | Inglewood Dr | Austin Rd | Cherrywood Dr | 251.5559 | PVC | 9.1011 |  | 75 | 0 | 0 | 0 | 0 | 0 | 55 |  | Potable | 1 | 1 | 1 | 1 | 2011-11-08 15:18 | BAXTER\todd.deboer | 150 | FIT-790 | FIT-789 | 1IC03-1IC01 | {67F02D88-4CE5-49BA-A2B9-0DB198B462EE}
3080 | wMAIN-4734 | CE | 1983 COMMERCIAL AREA IMPROVEMENTS | 1983 | Fairview Rd | Super One Foods | Cypress Dr | 194.8766 | PVC | 9.1014 |  | 75 | 0 | 0 | 0 | 0 | 0 | 34 |  | Potable | 1 | 1 | 1 | 1 | 2020-06-15 10:03 | BAXTER\tdeboer | 103 | wFIT-1040 | wVLV-2126 | 1CE04-1CE02 | {900A51D8-345D-473F-A4EF-9B71065751B7}
3081 | wMAIN-4735 | OI | SOUTHDALE UTILITY EXTENSION AND KENTWOOD DRIVE IMPROVEMENTS | 1987 | Brentwood Cir | Brentwood Rd | None | 451.3665 | PVC | 9.1017 |  | 75 | 0 | 0 | 0 | 0 | 0 | 38 |  | Potable | 1 | 1 | 1 | 1 | 2011-11-08 15:18 | BAXTER\todd.deboer | 267 | V-1437 | FIT-894 | 1OI05-1OI18 | {AEB53EEA-E843-45A3-827E-7FFA817FE54F}
3082 | wMAIN-4736 | EZ | MN 371, FRONTAGE ROADS AND WHISPERING WOODS LANE UTILITY IMPROVEMENTS | 2002 | Edgewood Dr | Woida Rd | Arby's | 133.4947 | PVC | 9.102 |  | 75 | 0 | 0 | 0 | 0 | 0 | 53 |  | Potable | 1 | 1 | 1 | 1 | 2011-11-08 15:18 | BAXTER\todd.deboer | 164 | FIT-1839 | FIT-759 | 1EZ05-1EZ35 | {213987B6-CFC5-46AC-A68E-433A6DBC72EF}
3083 | wMAIN-4737 | CF | MINNESOTA COMMUNITY NET, SITE PLAN SP-1 | 2001 | American Institute of Nondestructive Testing (AINDT) | Industrial Park Rd | None | 239.8294 | PVC | 9.1023 |  | 75 | 0 | 0 | 0 | 0 | 0 | 52 |  | Potable | 1 | 1 | 1 | 1 | 2021-03-17 09:56 | BAXTER\tdeboer |  | wFIT-948 | wFIT-947 | 1CF18-1CF19 | {CC16C1E7-A0CE-4D8D-AAE7-2D3A2B4862F8}
3084 | wMAIN-4738 | AD | WESTGATE MALL SITE IMPROVEMENTS | 1978 | Westgate Mall Parking Lot | Baxter Dr | Westgate Mall | 618.0881 | DIP | 9.1026 |  | 75 | 0 | 0 | 0 | 0 | 0 | 29 |  | Potable | 1 | 1 | 1 | 1 | 2011-11-08 15:18 | BAXTER\todd.deboer | 291 | FIT-943 |  | 1AD33-1AD29 | {DDA02941-8AA0-4AAF-8074-C03D6E09005E}
3085 | wMAIN-4739 | DD | 1977 MUNICIPAL SANITARY SEWER AND WATER SYSTEMS CONSTRUCTION | 1977 | Dellwood Dr | Design Rd | Excelsior Rd | 317.8506 | DIP | 9.1029 |  | 75 | 0 | 0 | 0 | 0 | 0 | 28 |  | Potable | 1 | 1 | 1 | 1 | 2011-11-08 15:18 | BAXTER\todd.deboer | 100 | V-793 | FIT-1035 | 1DD10-1DD44 | {5E59A562-342C-4252-BD6E-600BFAD4277B}
3086 | wMAIN-4740 | DB | 1977 MUNICIPAL SANITARY SEWER AND WATER SYSTEMS CONSTRUCTION | 1977 | Dellwood Dr | Target | Riverwood Bank | 623.9184 | DIP | 9.1032 |  | 75 | 0 | 0 | 0 | 0 | 0 | 28 |  | Potable | 1 | 1 | 1 | 1 | 2018-05-29 09:03 | BAXTER\Todd.DeBoer | 100 | wFIT-1024 | wFIT-1007 | 1DB41-1DB39 | {83A19C86-223D-40D1-8B5C-EAC82B0060ED}
3087 | wMAIN-4742 | CE | 1977 MUNICIPAL WATER SYTEM CONSTRUCTION | 1977 | State Hwy 210 | None | None | 414.0962 | DIP | 9.1035 |  | 75 | 0 | 0 | 0 | 0 | 0 | 28 |  | Potable | 1 | 1 | 1 | 1 | 2011-11-08 15:18 | BAXTER\todd.deboer | 100 | FIT-1039 | FIT-1889 | 1CF08-1CE27 | {888627B1-ED40-4A65-A7E1-A1F24D6FEC28}
3088 | wMAIN-4743 | DZ | EXCELSIOR ROAD EXTENSION, JACKSON STREET AND FRONTAGE ROAD IMPROVEMENTS | 1993 | Dellwood Dr | Menards | Woida Rd | 386.0001 | PVC | 9.1038 |  | 75 | 0 | 0 | 0 | 0 | 0 | 44 |  | Potable | 1 | 1 | 1 | 1 | 2011-11-08 15:18 | BAXTER\todd.deboer | 176 | V-457 | FIT-24 | 1DA35-1DZ03 | {80B9AECD-2516-4AC6-9F94-61E9064B644D}
3089 | wMAIN-4744 | DZ | EXCELSIOR ROAD EXTENSION, JACKSON STREET AND FRONTAGE ROAD IMPROVEMENTS | 1993 | Dellwood Dr | Menards | Woida Rd | 23.9999 | PVC | 9.1041 |  | 75 | 0 | 0 | 0 | 0 | 0 | 44 |  | Potable | 1 | 1 | 1 | 1 | 2011-11-08 15:18 | BAXTER\todd.deboer | 176 | FIT-24 | FIT-1484 | 1DZ03-1DZ06 | {3085F401-6E26-4F50-9B83-E9D913A809A8}
3090 | wMAIN-4745 | DA | EXCELSIOR ROAD EXTENSION, JACKSON STREET AND FRONTAGE ROAD IMPROVEMENTS | 1993 | Dellwood Dr | Mills Bodyworks | Aldi | 148.9877 | PVC | 9.1044 |  | 75 | 0 | 0 | 0 | 0 | 0 | 44 |  | Potable | 1 | 1 | 1 | 1 | 2011-11-08 15:18 | BAXTER\todd.deboer | 176 | FIT-1903 | FIT-990 | 1DA04-1DA05 | {287505E0-814A-4542-8DFB-801AAFFA41BE}
3091 | wMAIN-4746 | FG | 2000 GLORY ROAD IMPROVEMENTS | 2000 | Glory Rd | Falcon Dr | RiverStone Professional Centre | 66.0385 | PVC | 9.1047 |  | 75 | 0 | 0 | 0 | 0 | 0 | 51 |  | Potable | 1 | 1 | 1 | 1 | 2011-11-08 15:18 | BAXTER\todd.deboer | 185 | FIT-1456 | FIT-1535 | 1FG09-1FG16 | {0A476433-F5D4-4FE0-97FA-D7F12B015603}
3092 | wMAIN-4747 | OI | SOUTHDALE UTILITY EXTENSION AND KENTWOOD DRIVE IMPROVEMENTS | 1987 | Brentwood Cir | Brentwood Rd | None | 340.9071 | PVC | 9.105 |  | 75 | 0 | 0 | 0 | 0 | 0 | 38 |  | Potable | 1 | 1 | 1 | 1 | 2011-11-08 15:18 | BAXTER\todd.deboer | 267 | FIT-894 | FIT-893 | 1OI18-1OI21 | {36544D1B-1319-487C-9C39-24B95B42D911}
3093 | wMAIN-4748 | OI | SOUTHDALE UTILITY EXTENSION AND KENTWOOD DRIVE IMPROVEMENTS | 1987 | Brentwood Cir | Brentwood Rd | None | 31.4811 | PVC | 9.1053 |  | 75 | 0 | 0 | 0 | 0 | 0 | 38 |  | Potable | 1 | 1 | 1 | 1 | 2011-11-08 15:18 | BAXTER\todd.deboer | 267 | FIT-893 | V-1439 | 1OI21-1OI24 | {16414BC9-112E-4C36-AA53-390A90836F22}
3094 | wMAIN-4751 | DG | MNDOT SITE IMPROVEMENTS | 1991 | Transportation Dept | None | None | 500.2418 | PVC | 9.1056 |  | 75 | 0 | 0 | 0 | 0 | 0 | 42 |  | Potable | 1 | 1 | 1 | 1 | 2011-11-08 15:18 | BAXTER\todd.deboer |  | FIT-899 | FIT-1332 | 1DG35-1DG21 | {1DB425DA-5BE9-42DF-84C8-14619196C616}
3095 | wMAIN-4753 | AD | WESTPORT MALL SITE IMPROVEMENTS | 1985 | Conservation Dr | Westport Shopping Center | Fairview Rd | 410.8645 | PVC | 9.1059 |  | 75 | 0 | 0 | 0 | 0 | 0 | 36 |  | Potable | 1 | 1 | 1 | 1 | 2011-11-08 15:18 | BAXTER\todd.deboer |  | V-1449 | FIT-885 | 1AD58-1AD56 | {6762FD25-9F24-488A-9C12-ED698CB8A98C}
3096 | wMAIN-4754 | AD | 1977 MUNICIPAL SANITARY SEWER AND WATER SYSTEMS CONSTRUCTION | 1977 | Fairview Rd | Westport Shopping Center | None | 448.5128 | DIP | 9.1062 |  | 75 | 0 | 0 | 0 | 0 | 0 | 28 |  | Potable | 1 | 1 | 1 | 1 | 2011-11-08 15:18 | BAXTER\todd.deboer | 100 | FIT-886 | FIT-1514 | 1AD59-1AD05 | {81762DAD-834A-4A36-A574-48C33045E267}
3097 | wMAIN-4755 | AD | WESTPORT MALL SITE IMPROVEMENTS | 1985 | Conservation Dr | Westport Shopping Center | Fairview Rd | 147.9977 | PVC | 9.1065 |  | 75 | 0 | 0 | 0 | 0 | 0 | 36 |  | Potable | 1 | 1 | 1 | 1 | 2011-11-08 15:18 | BAXTER\todd.deboer |  | FIT-885 | FIT-940 | 1AD56-1AD52 | {7815FDD6-F154-4CDD-A117-6D616F3F215A}
3098 | wMAIN-4756 | AD | K-MART SITE IMPROVEMENTS | 1978 | Westgate Mall | Baxter Dr | None | 296.962 | DIP | 9.1068 |  | 75 | 0 | 0 | 0 | 0 | 0 | 29 |  | Potable | 1 | 1 | 1 | 1 | 2011-11-08 15:18 | BAXTER\todd.deboer | 291 | V-1358 |  | 1AD49-BLDG. | {83BF583C-2E07-4604-8B5A-DEDDADAEAB7D}
3099 | wMAIN-4757 | AD | K-MART SITE IMPROVEMENTS | 1978 | Westgate Mall | None | None | 17.8095 | DIP | 9.107 |  | 75 | 0 | 0 | 0 | 0 | 0 | 29 |  | Potable | 1 | 1 | 1 | 1 | 2011-11-08 15:18 | BAXTER\todd.deboer | 291 | FIT-945 | V-1366 | 1AD44-1AD45 | {B47447A9-BC9A-4D2A-9201-7B253AF1F28D}
3100 | wMAIN-4758 | AD | BAXTER MOVIES 10 SITE IMPROVEMENTS | 1996 | Lakes 12 Theatre | None | None | 46.576 | PVC | 9.1073 |  | 75 | 0 | 0 | 0 | 0 | 0 | 47 |  | Potable | 1 | 1 | 1 | 1 | 2011-11-08 15:18 | BAXTER\todd.deboer | 121 |  | FIT-324 | 1AD64-1AD30 | {499E7B05-CEB2-45BD-BAF0-4AF6F3FC42DF}
3101 | wMAIN-4760 | DD | 1981 UTILITY IMPROVEMENTS | 1981 | Golf Course Dr | Design Rd | Excelsior Rd | 462.3125 | PVC | 9.1076 |  | 75 | 0 | 0 | 0 | 0 | 0 | 32 |  | Potable | 1 | 1 | 1 | 1 | 2011-11-08 15:18 | BAXTER\todd.deboer | 102 | FIT-394 | FIT-1015 | 1DD20-1DD21 | {EC5FD26E-9598-4FB2-AD04-6963D342B832}
3102 | wMAIN-4761 | DD | 1977 MUNICIPAL SANITARY SEWER AND WATER SYSTEMS CONSTRUCTION | 1977 | Dellwood Dr | Design Rd | Excelsior Rd | 391.5315 | DIP | 9.1079 |  | 75 | 0 | 0 | 0 | 0 | 0 | 28 |  | Potable | 1 | 1 | 1 | 1 | 2011-11-08 15:18 | BAXTER\todd.deboer | 100 | FIT-1035 | FIT-1033 | 1DD44-1DD41 | {EFD530FA-14CE-46FD-B1C6-C6D342642A60}
3103 | wMAIN-4762 | DC | UNIVERSAL DRIVE IMPROVEMENTS | 1996 | Universal Rd | Dellwood Dr | Golf Course Dr | 470.3689 | PVC | 9.1082 |  | 75 | 0 | 0 | 0 | 0 | 0 | 47 |  | Potable | 1 | 1 | 1 | 1 | 2011-11-08 15:18 | BAXTER\todd.deboer | 276 | V-1259 | FIT-1026 | 1DC33-1DC34 | {733F2704-AC32-4DE9-85B2-25FAF1C38678}
3104 | wMAIN-4763 | DC | 1977 MUNICIPAL SANITARY SEWER AND WATER SYSTEMS CONSTRUCTION | 1977 | Dellwood Dr | Days Inn & Suites | Finken Water Treatment | 619.3802 | DIP | 9.1085 |  | 75 | 0 | 0 | 0 | 0 | 0 | 28 |  | Potable | 1 | 1 | 1 | 1 | 2011-11-08 15:18 | BAXTER\todd.deboer | 100 | FIT-1025 | V-1241 | 1DC25-1DC24 | {CAD1A830-8659-4F6A-AFFC-9478F90F993F}
3105 | wMAIN-4764 | DA | EXCELSIOR ROAD EXTENSION, JACKSON STREET AND FRONTAGE ROAD IMPROVEMENTS | 1993 | Woida Rd | Dellwood Dr | Golf Course Dr | 176.1621 | PVC | 9.1088 |  | 75 | 0 | 0 | 0 | 0 | 0 | 44 |  | Potable | 1 | 1 | 1 | 1 | 2011-11-08 15:18 | BAXTER\todd.deboer | 176 |  |  | 1DA34-1DA36 | {235C86D2-42AC-474A-B69D-25D3C24429B0}
3106 | wMAIN-4765 | DA | EXCELSIOR ROAD EXTENSION, JACKSON STREET AND FRONTAGE ROAD IMPROVEMENTS | 1993 | Dellwood Dr | Woida Rd | Mills Motor | 381.3966 | PVC | 9.1091 |  | 75 | 0 | 0 | 0 | 0 | 0 | 44 |  | Potable | 1 | 1 | 1 | 1 | 2011-11-08 15:18 | BAXTER\todd.deboer | 176 | FIT-1489 | FIT-1487 | 1DA24-1DA28 | {67F696F6-2156-47B6-8CE0-79F7CD33C5F5}
3107 | wMAIN-4766 | DZ | MENARDS SITE IMPROVEMENTS | 2002 | Menards | None | None | 420.2586 | PVC | 9.1094 |  | 75 | 0 | 0 | 0 | 0 | 0 | 53 |  | Potable | 1 | 1 | 1 | 1 | 2011-11-08 15:18 | BAXTER\todd.deboer | 236 | V-1302 | FIT-983 | 1DZ42-1DZ44 | {76F8BA9D-3E7D-4C90-B783-EED8362BAFC0}
3108 | wMAIN-4767 | DZ | MENARDS SITE IMPROVEMENTS | 2002 | Menards | None | None | 249.1122 | PVC | 9.1097 |  | 75 | 0 | 0 | 0 | 0 | 0 | 53 |  | Potable | 1 | 1 | 1 | 1 | 2011-11-08 15:18 | BAXTER\todd.deboer | 236 | FIT-983 | FIT-982 | 1DZ44-1DZ47 | {42788A8A-CEFD-4B9B-B581-5F7978D24921}
3109 | wMAIN-4768 | DZ | MENARDS SITE IMPROVEMENTS | 2002 | Menards | None | None | 174.2635 | PVC | 9.11 |  | 75 | 0 | 0 | 0 | 0 | 0 | 53 |  | Potable | 1 | 1 | 1 | 1 | 2011-11-08 15:18 | BAXTER\todd.deboer | 236 | FIT-982 | FIT-658 | 1DZ48-1DZ52 | {100402A4-9B0B-4704-8EC6-FDDE2E6E9705}
3110 | wMAIN-4769 | DY | MN 371, FRONTAGE ROADS AND WHISPERING WOODS LANE UTILITY IMPROVEMENTS | 2002 | Whispering Woods Ln | Pearl Dr | Dellwood Dr | 20.9319 | PVC | 9.1103 |  | 75 | 0 | 0 | 0 | 0 | 0 | 53 |  | Potable | 1 | 1 | 1 | 1 | 2011-11-08 15:18 | BAXTER\todd.deboer | 164 | V-1321 | FIT-546 | 1DY11-1DY12 | {CED3F78A-0D17-4FB8-957D-01B8F8B9254F}
3111 | wMAIN-4770 | EC | 1977 MUNICIPAL SANITARY SEWER AND WATER SYSTEMS CONSTRUCTION | 1977 | Edgewood Dr | Jersey Mike's Subs | Spectrum Store | 178.0042 | DIP | 9.1106 |  | 75 | 0 | 0 | 0 | 0 | 0 | 28 |  | Potable | 1 | 1 | 1 | 1 | 2013-08-08 14:53 | BAXTER\todd.deboer | 100 | wFIT-187 | wFIT-717 | 1EC18-1EC51 | {04410D22-F9A1-4B0F-A8D7-08D7215780B3}
3112 | wMAIN-4771 | EC | 1977 MUNICIPAL SANITARY SEWER AND WATER SYSTEMS CONSTRUCTION | 1977 | Edgewood Dr | Hirshfield's Baxter | MCI Carpet | 465.058 | DIP | 9.1109 |  | 75 | 0 | 0 | 0 | 0 | 0 | 28 |  | Potable | 1 | 1 | 1 | 1 | 2013-08-08 14:52 | BAXTER\todd.deboer | 100 | wFIT-1503 | wFIT-1502 | 1EC14-1EC11 | {3F41D611-774A-4FC6-B617-86A0A0378AE9}
3113 | wMAIN-4772 | DD | 1981 UTILITY IMPROVEMENTS | 1981 | Golf Course Dr | Design Rd | Excelsior Rd | 9.9548 | PVC | 9.1112 |  | 75 | 0 | 0 | 0 | 0 | 0 | 32 |  | Potable | 1 | 1 | 1 | 1 | 2011-11-08 15:18 | BAXTER\todd.deboer | 102 | V-397 | FIT-394 | 1DD17-1DD20 | {644C778C-65A9-48C2-AB1B-58ECB4D0C8DD}
3114 | wMAIN-4774 | DB | 1999 EXPANSION SITE IMPROVEMENTS | 1999 | Target | None | None | 125.0887 | PVC | 9.1115 |  | 75 | 0 | 0 | 0 | 0 | 0 | 50 |  | Potable | 1 | 1 | 1 | 1 | 2012-02-01 11:04 | BAXTER\todd.deboer |  | wVLV-467 | wFIT-1462 | 1DB02-1DB05 | {1D64CBB8-D4A7-4F1E-98B3-2316686C1C70}
3115 | wMAIN-4776 | EC | 1977 MUNICIPAL SANITARY SEWER AND WATER SYSTEMS CONSTRUCTION | 1977 | Edgewood Dr | None | None | 17.7676 | DIP | 9.1118 |  | 75 | 0 | 0 | 0 | 0 | 0 | 28 |  | Potable | 1 | 1 | 1 | 1 | 2011-11-08 15:18 | BAXTER\todd.deboer | 100 | FIT-1503 |  | 1EC14-1EC15 | {06D460BF-4B28-4CCD-A3BA-780E93553353}
3116 | wMAIN-4777 | IE | CHERRYWOOD, CHARLES | 1999 | Cherrywood Dr | Inglewood Dr | Cherrywood Dr | 437.6941 | PVC | 9.1121 |  | 75 | 0 | 0 | 0 | 0 | 0 | 50 |  | Potable | 1 | 1 | 1 | 1 | 2011-11-08 15:18 | BAXTER\todd.deboer | 146 | FIT-878 | V-586 | 1IE42-1IE07 | {B83EE0FC-0D9E-40BD-8FD9-4FEDC11230AB}
3117 | wMAIN-4778 | IE | CHERRYWOOD, CHARLES | 1999 | Cherrywood Dr | Donald St | Edmonton Rd | 57.311 | PVC | 9.1124 |  | 75 | 0 | 0 | 0 | 0 | 0 | 50 |  | Potable | 1 | 1 | 1 | 1 | 2011-11-08 15:18 | BAXTER\todd.deboer | 146 | FIT-879 | V-589 | 1IE18-1IE39 | {913349BB-6826-45A8-A966-7BAA0CFB9014}
3118 | wMAIN-4779 | AH | UNKOWN | 1980 | Highland Senic Rd | Eagle Dr | Red Pine Cir | 3.7067 | DIP | 9.1127 |  | 75 | 0 | 0 | 0 | 0 | 0 | 31 |  | Potable | 1 | 1 | 1 | 1 | 2011-11-08 15:18 | BAXTER\todd.deboer |  | V-1500 |  | 1AH25-1AH24 | {9993121F-0CC4-4420-82EE-A7A68EA11432}
3119 | wMAIN-4780 | IF | 1979 WATER IMPROVEMENTS | 1979 | Fairview Rd | Inglewood Dr | Madeline Dr | 303.9777 | PVC | 9.113 |  | 75 | 0 | 0 | 0 | 0 | 0 | 30 |  | Potable | 1 | 1 | 1 | 1 | 2021-03-18 13:17 | BAXTER\tdeboer | 101 | wFIT-1254 | wFIT-1047 | 1HF13-1IF41 | {DBF5D38B-BAB2-4192-B91B-219E2BBB10B9}
3120 | wMAIN-4781 | IF | 1979 WATER IMPROVEMENTS | 1979 | Fairview Rd | Lakewood Evangelical Church | Inglewood Dr | 3.9232 | PVC | 9.1133 |  | 75 | 0 | 0 | 0 | 0 | 0 | 30 |  | Potable | 1 | 1 | 1 | 1 | 2011-11-08 15:18 | BAXTER\todd.deboer | 101 | FIT-190 | V-185 | 1IF41-1IF47 | {55C16C60-6FF6-44BF-B73A-BC493BEB4647}
3121 | wMAIN-4782 | IF | LAKEWOOD EVANGELICAL FREE CHURCH SITE IMPROVEMENTS | 2002 | Lakewood Evangelical Church | None | None | 336.4403 | PVC | 9.1136 |  | 75 | 0 | 0 | 0 | 0 | 0 | 53 |  | Potable | 1 | 1 | 1 | 1 | 2011-11-08 15:18 | BAXTER\todd.deboer |  | FIT-877 | FIT-1207 | 1IF44-1IF18 | {B96E8B8E-2F86-4343-845D-3E3E45124C30}
3122 | wMAIN-4783 | FF | 1977 MUNICIPAL SANITARY SEWER AND WATER SYSTEMS CONSTRUCTION | 1977 | Foley Rd | State Hwy 210 | Fairview Rd | 458.8032 | DIP | 9.1138 |  | 75 | 0 | 0 | 0 | 0 | 0 | 28 |  | Potable | 1 | 1 | 1 | 1 | 2021-03-18 13:05 | BAXTER\tdeboer | 100 | wFIT-1711 | wVLV-959 | 1FF51-1FE16 | {A996F898-B1CA-4E9E-B496-1954FBCD0CD6}
3123 | wMAIN-4784 | FG | 2004 ISLE DRIVE EXTENSION AND HINCKLEY ROAD IMPROVEMENTS | 2004 | Isle Dr | Glory Rd | None | 47.2022 | PVC | 9.1141 |  | 75 | 0 | 0 | 0 | 0 | 0 | 55 |  | Potable | 1 | 1 | 1 | 1 | 2011-11-08 15:18 | BAXTER\todd.deboer | 207 |  | FIT-872 | 1FG27-1FG28 | {DD1E652E-FCB2-4298-9797-7B225E6852F6}
3124 | wMAIN-4785 | IB | NORTH WOODS ESTATES OF BAXTER | 2005 | Atwater Rd | Jewelwood Dr | Inglewood Dr | 25.4085 | PVC | 9.1144 |  | 75 | 0 | 0 | 0 | 0 | 0 | 56 |  | Potable | 1 | 1 | 1 | 1 | 2011-11-08 15:18 | BAXTER\todd.deboer | 249 | FIT-1915 | V-1676 | 1IB07-1IB11 | {10648F77-939B-407F-A3CE-7A7D00125885}
3125 | wMAIN-4786 | IB | NORTH WOODS ESTATES OF BAXTER | 2005 | Atwater Rd | Jewelwood Dr | Inglewood Dr | 306.3097 | PVC | 9.1147 |  | 75 | 0 | 0 | 0 | 0 | 0 | 56 |  | Potable | 1 | 1 | 1 | 1 | 2011-11-08 15:18 | BAXTER\todd.deboer | 249 | V-1676 | FIT-1690 | 1IB11-1IB12 | {CDC6FD65-B027-4F31-84D4-0EBE416CAFF3}
3126 | wMAIN-4787 | IB | NORTH WOODS ESTATES OF BAXTER | 2005 | Atwater Rd | Jewelwood Dr | Inglewood Dr | 375.073 | PVC | 9.115 |  | 75 | 0 | 0 | 0 | 0 | 0 | 56 |  | Potable | 1 | 1 | 1 | 1 | 2011-11-08 15:18 | BAXTER\todd.deboer | 249 | FIT-1690 | FIT-1986 | 1IB12-1IB15 | {2FFA8F9D-D159-4513-BEE8-92EE53F3031D}
3127 | wMAIN-4788 | IB | NORTH WOODS ESTATES OF BAXTER | 2005 | Jewelwood Dr | Atwater Rd | None | 416.5142 | PVC | 9.1153 |  | 75 | 0 | 0 | 0 | 0 | 0 | 56 |  | Potable | 1 | 1 | 1 | 1 | 2011-11-08 15:18 | BAXTER\todd.deboer | 249 | FIT-1691 | FIT-1692 | 1IB22-1IB25 | {BF1B4A58-B3CB-4825-8CAE-F28F43B77ACF}
3128 | wMAIN-4789 | IB | NORTH WOODS ESTATES OF BAXTER | 2005 | Jewelwood Dr | Atwater Rd | None | 448.7062 | PVC | 9.1156 |  | 75 | 0 | 0 | 0 | 0 | 0 | 56 |  | Potable | 1 | 1 | 1 | 1 | 2011-11-08 15:18 | BAXTER\todd.deboer | 249 | FIT-1692 | FIT-1693 | 1IB25-1IB28 | {0DBA9205-76DF-4814-8E66-42436F2AF122}
3129 | wMAIN-4790 | IB | NORTH WOODS ESTATES OF BAXTER | 2005 | Jewelwood Dr | Atwater Rd | None | 345.3256 | PVC | 9.1159 |  | 75 | 0 | 0 | 0 | 0 | 0 | 56 |  | Potable | 1 | 1 | 1 | 1 | 2011-11-08 15:18 | BAXTER\todd.deboer | 249 | FIT-1693 | FIT-1694 | 1IB28-1IB31 | {7075E29A-FE9B-437D-AE48-3D763A718482}
3130 | wMAIN-4791 | IB | NORTH WOODS ESTATES OF BAXTER | 2005 | Atwater Rd | Jewelwood Dr | Jewelwood Dr | 196.1405 | PVC | 9.1162 |  | 75 | 0 | 0 | 0 | 0 | 0 | 56 |  | Potable | 1 | 1 | 1 | 1 | 2011-11-08 15:18 | BAXTER\todd.deboer | 249 | FIT-1986 | FIT-1695 | 1IB15-1IB34 | {549A9098-668F-49F1-A94B-9CE7DC1C910C}
3131 | wMAIN-4792 | IB | NORTH WOODS ESTATES OF BAXTER | 2005 | Atwater Rd | Jewelwood Dr | Jewelwood Dr | 389.1376 | PVC | 9.1165 |  | 75 | 0 | 0 | 0 | 0 | 0 | 56 |  | Potable | 1 | 1 | 1 | 1 | 2011-11-08 15:19 | BAXTER\todd.deboer | 249 | FIT-1695 | FIT-1696 | 1IB34-1IB37 | {E3424079-7EB9-41F2-BB70-C359A1D4A731}
3132 | wMAIN-4793 | IB | NORTH WOODS ESTATES OF BAXTER | 2005 | Jewelwood Dr | Atwater Rd | None | 328.968 | PVC | 9.1168 |  | 75 | 0 | 0 | 0 | 0 | 0 | 56 |  | Potable | 1 | 1 | 1 | 1 | 2011-11-08 15:19 | BAXTER\todd.deboer | 249 | V-1678 | FIT-1698 | 1IB16-1IB17 | {42F3F50E-38D1-444D-A771-C0ED47A30A5A}
3133 | wMAIN-4795 | FF | 2005 FORTHUN ROAD UTILITY AND ROADWAY IMPROVEMENTS | 2005 | Forthun Rd | Rose Dr | Grouse Dr | 71.0384 | PVC | 9.1171 |  | 75 | 0 | 0 | 0 | 0 | 0 | 56 |  | Potable | 1 | 1 | 1 | 1 | 2011-11-08 15:19 | BAXTER\todd.deboer | 182 | V-1692 | FIT-1700 | 1FF67-1FF65 | {56E262C9-0AE1-438F-AF91-4E9B78E13DA0}
3134 | wMAIN-4796 | FF | 2005 FORTHUN ROAD UTILITY AND ROADWAY IMPROVEMENTS | 2005 | Forthun Rd | Rose Dr | Grouse Dr | 583.1297 | PVC | 9.1174 |  | 75 | 0 | 0 | 0 | 0 | 0 | 56 |  | Potable | 1 | 1 | 1 | 1 | 2011-11-08 15:19 | BAXTER\todd.deboer | 182 | FIT-1700 | FIT-1701 | 1FF65-1GF17 | {5B360C25-2326-4FCA-B4B2-F04A82493480}
3135 | wMAIN-4797 | GF | 2005 FORTHUN ROAD UTILITY AND ROADWAY IMPROVEMENTS | 2005 | Grouse Dr | Forthun Rd | Midwest Machinery Co | 379.0406 | PVC | 9.1177 |  | 75 | 0 | 0 | 0 | 0 | 0 | 56 |  | Potable | 1 | 1 | 1 | 1 | 2011-11-08 15:19 | BAXTER\todd.deboer | 182 | V-1693 | FIT-1702 | 1GF18-1GF19 | {A6E5D615-C509-423F-83BC-DCB28FDF60B6}
3136 | wMAIN-4798 | DE | KOHLS SITE IMPROVEMENTS | 2003 | Kohls | None | None | 251.9234 | PVC | 9.118 |  | 75 | 0 | 0 | 0 | 0 | 0 | 54 |  | Potable | 1 | 1 | 1 | 1 | 2011-11-08 15:19 | BAXTER\todd.deboer |  | FIT-1716 | FIT-430 | 1DE18-1DE22 | {C7C4D0DD-6A9E-4FFD-9413-BAE9E86F22E5}
3137 | wMAIN-4800 | FH | WALMART SITE IMPROVEMENTS | 2004 | Wal-mart | None | None | 145.6562 | PVC | 9.1183 |  | 75 | 0 | 0 | 0 | 0 | 0 | 55 |  | Potable | 1 | 1 | 1 | 1 | 2011-11-08 15:19 | BAXTER\todd.deboer | 278 | V-1723 | FIT-1741 | 1FH25-1FH26 | {93AF4E60-3EF0-4D45-B6A4-D90A01CC0B4E}
3138 | wMAIN-4802 | ED |  | 1977 | Excelsior Rd | Excelsior Rd | Cub Foods | 687.0811 | DIP | 9.1186 |  | 75 | 0 | 0 | 0 | 0 | 0 | 28 |  | Potable | 1 | 1 | 1 | 1 | 2019-11-27 09:58 | BAXTER\Todd.DeBoer |  | wVLV-789 | wFIT-1506 | 1ED11- | {531E7409-14E9-401B-8397-97AF67FFB384}
3139 | wMAIN-4804 | AH |  | 1980 | Highland Senic Rd | Eagle Dr | Red Pine Cir | 940.1146 | DIP | 9.1189 |  | 75 | 0 | 0 | 0 | 0 | 0 | 31 |  | Potable | 1 | 1 | 1 | 1 | 2011-11-08 15:19 | BAXTER\todd.deboer |  |  | V-1500 | 10" DIP WATERMAIN | {906F1509-C277-4238-85E9-D8A48E84B9DD}
3140 | wMAIN-4805 | AH |  | 1980 | Highland Senic Dr | W College Dr | Minnesota Dr | 1370.2278 | DIP | 9.1192 |  | 75 | 0 | 0 | 0 | 0 | 0 | 31 |  | Potable | 1 | 1 | 1 | 1 | 2011-11-08 15:19 | BAXTER\todd.deboer |  |  |  | 10" DIP WATERMAIN | {22124359-73A1-49CE-BBD2-3028A90955F7}
3141 | wMAIN-4806 | EH | WALMART SITE IMPROVEMENTS | 2004 | Wal-mart | None | None | 359.0975 | PVC | 9.1195 |  | 75 | 0 | 0 | 0 | 0 | 0 | 55 |  | Potable | 1 | 1 | 1 | 1 | 2011-11-08 15:19 | BAXTER\todd.deboer | 278 | FIT-1725 | FIT-1724 | 1EH06-1EH09 | {AF70A471-C679-4F69-B7FB-926E803A35F3}
3142 | wMAIN-4807 | OC | WHIPPLE BEACH IMPROVEMENTS | 2005 | Oakwood Dr | Welton Rd | None | 632.5491 | PVC | 9.1198 |  | 75 | 0 | 0 | 0 | 0 | 0 | 56 |  | Potable | 1 | 1 | 1 | 1 | 2011-11-08 15:19 | BAXTER\todd.deboer |  | FIT-433 | FIT-1730 | 1NC53-1OC01 | {42E01C5F-E1CD-423F-BFCF-E9FA8B2B9177}
3143 | wMAIN-4808 | OC | WHIPPLE BEACH IMPROVEMENTS | 2005 | Oakwood Dr | Welton Rd | None | 330.4152 | PVC | 9.1201 |  | 75 | 0 | 0 | 0 | 0 | 0 | 56 |  | Potable | 1 | 1 | 1 | 1 | 2011-11-08 15:19 | BAXTER\todd.deboer |  | FIT-1731 | FIT-670 | 1OC04-1OC07 | {BA3CDFE0-FB87-4414-89EA-40519F4E534E}
3144 | wMAIN-4809 | KF | 2004 ART WARD DRIVE AND LAVERNE CIRCLE UTLITY AND ROADWAY IMPROVEMENTS | 2005 | Art Ward Drive and Laverne Circle Houses | None | None | 206.9083 | PVC | 9.1204 |  | 75 | 0 | 0 | 0 | 0 | 0 | 56 |  | Potable | 1 | 1 | 1 | 1 | 2011-11-08 15:19 | BAXTER\todd.deboer | 116 | V-1733 | FIT-1738 | 1KF32-1KF33 | {CA32FFEF-0737-49D9-B0AF-CA90FDB83498}
3145 | wMAIN-4810 | KF | 2004 ART WARD DRIVE AND LAVERNE CIRCLE UTLITY AND ROADWAY IMPROVEMENTS | 2005 | Art Ward Drive and Laverne Circle Houses | None | None | 440.1313 | PVC | 9.1206 |  | 75 | 0 | 0 | 0 | 0 | 0 | 56 |  | Potable | 1 | 1 | 1 | 1 | 2011-11-08 15:19 | BAXTER\todd.deboer | 116 | V-1735 | FIT-1739 | 1KF37-1KF38 | {628F0CC0-3235-4452-8904-81DF17CE19EA}
3146 | wMAIN-4811 | KG | 2004 ART WARD DRIVE AND LAVERNE CIRCLE UTLITY AND ROADWAY IMPROVEMENTS | 2005 | Art Ward Dr | Baxter Lions Rd | Fairview Rd | 325.6614 | PVC | 9.1209 |  | 75 | 0 | 0 | 0 | 0 | 0 | 56 |  | Potable | 1 | 1 | 1 | 1 | 2018-08-02 09:27 | BAXTER\Todd.DeBoer | 116 | wVLV-1727 | wFIT-1735 | 1KG23-1LG20 | {8DB6199C-8F92-48E6-95CF-F34FB51E8CC0}
3147 | wMAIN-4812 | ID | 2005 CHERRYWOOD DRIVE AREA IMPROVEMENTS | 2005 | Dahlin Rd | Cherrywood Dr | Excelsior Rd | 602.499 | PVC | 9.1212 |  | 75 | 0 | 0 | 0 | 0 | 0 | 56 |  | Potable | 1 | 1 | 1 | 1 | 2011-11-08 15:19 | BAXTER\todd.deboer | 145 | FIT-1924 | FIT-1752 | 1ID17-1ID35 | {D61BE5C5-0EDE-497C-B1AF-CAA8A03CA94E}
3148 | wMAIN-4813 | ID | 2005 CHERRYWOOD DRIVE AREA IMPROVEMENTS | 2005 | Cherrywood Dr | Calcutta Rd | Dakar Rd | 397.0454 | PVC | 9.1215 |  | 75 | 0 | 0 | 0 | 0 | 0 | 56 |  | Potable | 1 | 1 | 1 | 1 | 2011-11-08 15:19 | BAXTER\todd.deboer | 145 | V-1744 | FIT-1744 | 1ID59-1IC40 | {C3A658DE-E731-46EF-B63C-AD658BC028F8}
3149 | wMAIN-4814 | IC | 2005 CHERRYWOOD DRIVE AREA IMPROVEMENTS | 2005 | Cherrywood Dr | Calcutta Rd | Dakar Rd | 729.4052 | PVC | 9.1218 |  | 75 | 0 | 0 | 0 | 0 | 0 | 56 |  | Potable | 1 | 1 | 1 | 1 | 2011-11-08 15:19 | BAXTER\todd.deboer | 145 | FIT-1744 | V-1741 | 1IC40-1IC39 | {985ACAE9-FEAE-4F8B-B10A-FA54C8EC229E}
3150 | wMAIN-4815 | IC | 2005 CHERRYWOOD DRIVE AREA IMPROVEMENTS | 2005 | Cherrywood Dr | Inglewood Dr | Calcutta Rd | 145.6252 | PVC | 9.1221 |  | 75 | 0 | 0 | 0 | 0 | 0 | 56 |  | Potable | 1 | 1 | 1 | 1 | 2011-11-08 15:19 | BAXTER\todd.deboer | 145 | FIT-1923 | FIT-1742 | 1IC09-1IC10 | {725B80DA-6A79-4615-9BA7-DBCC8E23ADD1}
3151 | wMAIN-4816 | ID | 2005 CHERRYWOOD DRIVE AREA IMPROVEMENTS | 2005 | Calcutta Rd | Cherrywood Dr | Cherrywood Dr | 500.9532 | PVC | 9.1224 |  | 75 | 0 | 0 | 0 | 0 | 0 | 56 |  | Potable | 1 | 1 | 1 | 1 | 2011-11-08 15:19 | BAXTER\todd.deboer | 145 | FIT-1743 | FIT-1747 | 1IC36-1ID54 | {4E9D6447-9A3D-4ABC-8DCF-408BD9A54DF1}
3152 | wMAIN-4817 | ID | 2005 CHERRYWOOD DRIVE AREA IMPROVEMENTS | 2005 | Calcutta Rd | Cherrywood Dr | Cherrywood Dr | 416.4167 | PVC | 9.1227 |  | 75 | 0 | 0 | 0 | 0 | 0 | 56 |  | Potable | 1 | 1 | 1 | 1 | 2011-11-08 15:19 | BAXTER\todd.deboer | 145 | FIT-1747 | FIT-1748 | 1ID54-1ID51 | {8E8E5F44-081C-4028-84D9-96D9A00AA787}
3153 | wMAIN-4818 | DH | 2005 HASTINGS ROAD EXTENSION | 2005 | Hastings Rd | Douglas Fir Dr | Evergreen Dr | 239.9691 | PVC | 9.123 |  | 75 | 0 | 0 | 0 | 0 | 0 | 56 |  | Potable | 1 | 1 | 1 | 1 | 2011-11-08 15:19 | BAXTER\todd.deboer | 194 | FIT-1991 | FIT-1992 | 1DH40-1DH52 | {BF4AA61F-86AD-4996-9DDA-0C6129127EEB}
3154 | wMAIN-4819 | GI | 2005 EAST PERCH LAKE IMPROVEMENTS | 2005 | Isle Dr | Essentia Health Urgent Care | None | 412.88 | PVC | 9.1233 |  | 75 | 0 | 0 | 0 | 0 | 0 | 56 |  | Potable | 1 | 1 | 1 | 1 | 2012-07-05 10:11 | BAXTER\todd.deboer | 166 | wFIT-2009 | wVLV-1860 | 1FI12-1GI03 | {429715EB-5D39-4004-8048-409F6E65035D}
3155 | wMAIN-4821 | GH | 2005 EAST PERCH LAKE IMPROVEMENTS | 2005 | Homestead Dr | Perch Lake Dr | one | 353.1332 | PVC | 9.1236 |  | 75 | 0 | 0 | 0 | 0 | 0 | 56 |  | Potable | 1 | 1 | 1 | 1 | 2011-11-08 15:19 | BAXTER\todd.deboer | 166 | V-1780 | FIT-1764 | 1GH24-1GH25 | {7A528327-9360-456A-B3C7-6913DB1656DE}
3156 | wMAIN-4822 | GH | 2005 EAST PERCH LAKE IMPROVEMENTS | 2005 | Homestead Dr | Perch Lake Dr | one | 454.0446 | PVC | 9.1239 |  | 75 | 0 | 0 | 0 | 0 | 0 | 56 |  | Potable | 1 | 1 | 1 | 1 | 2011-11-08 15:19 | BAXTER\todd.deboer | 166 | FIT-1765 |  | 1GH20-1GH18 | {BC812BCC-B63F-44EC-B052-CA889236B5C3}
3157 | wMAIN-4823 | GH | 2005 EAST PERCH LAKE IMPROVEMENTS | 2005 | Perch Lake Dr | Homestead Dr | None | 507.7461 | PVC | 9.1242 |  | 75 | 0 | 0 | 0 | 0 | 0 | 56 |  | Potable | 1 | 1 | 1 | 1 | 2011-11-08 15:19 | BAXTER\todd.deboer | 166 |  | FIT-1768 | 1GH19-1GI09 | {4DB9F6EC-FD10-46D9-8413-486477E19796}
3158 | wMAIN-4825 | GH | 2005 EAST PERCH LAKE IMPROVEMENTS | 2005 | Homestead Dr | Perch Lake Dr | Glory Rd | 513.2083 | PVC | 9.1245 |  | 75 | 0 | 0 | 0 | 0 | 0 | 56 |  | Potable | 1 | 1 | 1 | 1 | 2011-11-08 15:19 | BAXTER\todd.deboer | 166 | V-1789 | FIT-1769 | 1GH11-1GH12 | {FDB4FD61-1F1B-4C94-B33C-6C8464ACD488}
3159 | wMAIN-4826 | IA | WHITETAIL MEADOWS | 2004 | Meadow Ct | Inglewood Dr | None | 572.415 | PVC | 9.1248 |  | 75 | 0 | 0 | 0 | 0 | 0 | 55 |  | Potable | 1 | 1 | 1 | 1 | 2011-11-08 15:19 | BAXTER\todd.deboer | 302 | V-1794 | V-1795 | 1IA26-1IA25 | {91BDC63D-3B3D-4BD3-85A8-FA91609747F1}
3160 | wMAIN-4827 | HA | WHITETAIL ADDITION TO BAXTER | 2004 | Holly Dr | None | None | 404.507 | PE | 9.1251 |  | 75 | 0 | 0 | 0 | 0 | 0 | 55 | 55' OF 1-1/2" DIA. COPPER TO PE WATER SERVICE LINE | Potable | 1 | 1 | 1 | 1 | 2011-11-08 15:19 | BAXTER\todd.deboer | 301 | FIT-1778 |  | 1HA24-SERVICE STUB | {8262C2C0-577D-46EF-AEA4-475DF1335C25}
3161 | wMAIN-4828 | HA | WHITETAIL ADDITION TO BAXTER | 2004 | Afton Rd | Holly Dr | Hemlock Dr | 293.6674 | PVC | 9.1254 |  | 75 | 0 | 0 | 0 | 0 | 0 | 55 |  | Potable | 1 | 1 | 1 | 1 | 2011-11-08 15:19 | BAXTER\todd.deboer | 301 | V-1801 | V-1802 | 1HA29-1HA30 | {F76E6E5E-DAFD-477C-9AA0-B805FE1D5CFE}
3162 | wMAIN-4829 | HA | WHITETAIL ADDITION TO BAXTER | 2004 | Afton Rd | Henlock Dr | None | 99.6148 | PVC | 9.1257 |  | 75 | 0 | 0 | 0 | 0 | 0 | 55 |  | Potable | 1 | 1 | 1 | 1 | 2011-11-08 15:19 | BAXTER\todd.deboer | 301 | FIT-1781 | V-1805 | 1HA32-1HA35 | {917F8B23-BF46-4145-BFA2-E12F85DCCE9F}
3163 | wMAIN-4830 | HA | WHITETAIL ADDITION TO BAXTER | 2004 | Hemlock Dr | Afton Rd | Woida Rd | 447.135 | PVC | 9.126 |  | 75 | 0 | 0 | 0 | 0 | 0 | 55 |  | Potable | 1 | 1 | 1 | 1 | 2011-11-08 15:19 | BAXTER\todd.deboer | 301 | V-1803 | FIT-1782 | 1HA37-1HA38 | {7BA7CF80-743F-4BD9-AE83-92A4FFDCE4BA}
3164 | wMAIN-4831 | HA | WHITETAIL ADDITION TO BAXTER | 2004 | Hemlock Dr | Afton Rd | Woida Rd | 489.5591 | PVC | 9.1263 |  | 75 | 0 | 0 | 0 | 0 | 0 | 55 |  | Potable | 1 | 1 | 1 | 1 | 2011-11-08 15:19 | BAXTER\todd.deboer | 301 | FIT-1782 | FIT-1783 | 1HA37-1HA41 | {B4DD521E-DB00-4F0D-B01A-27939B84BB01}
3165 | wMAIN-4832 | GB | JMS MILL RUN, BAXTER ESTATES | 2004 | Grand Oaks Dr | Baxter Estates | Clearwater Rd | 308.8659 | PVC | 9.1266 |  | 75 | 0 | 0 | 0 | 0 | 0 | 55 |  | Potable | 1 | 1 | 1 | 1 | 2011-11-08 15:19 | BAXTER\todd.deboer | 211 | FIT-1785 | FIT-1786 | 1GB27-1GB30 | {DC70FE76-3485-4BA9-862A-CCF1A86F6AF8}
3166 | wMAIN-4833 | GB | JMS MILL RUN, BAXTER ESTATES | 2004 | Grand Oaks Dr | Baxter Estates | Clearwater Rd | 298.2994 | PVC | 9.1269 |  | 75 | 0 | 0 | 0 | 0 | 0 | 55 |  | Potable | 1 | 1 | 1 | 1 | 2011-11-08 15:19 | BAXTER\todd.deboer | 211 | FIT-1786 | FIT-1787 | 1GB30-1GB33 | {D8705462-4CB1-4114-A36D-94B0CFBF50BC}
3167 | wMAIN-4834 | GB | JMS MILL RUN, BAXTER ESTATES | 2004 | Grand Oaks Dr | Baxter Estates | Clearwater Rd | 274.053 | PVC | 9.1272 |  | 75 | 0 | 0 | 0 | 0 | 0 | 55 |  | Potable | 1 | 1 | 1 | 1 | 2011-11-08 15:19 | BAXTER\todd.deboer | 211 | FIT-1787 | FIT-1788 | 1GB33-1GB36 | {DEF3EA9C-DE41-42AC-B8FA-3C6598A6D7A8}
3168 | wMAIN-4835 | GB | JMS MILL RUN, BAXTER ESTATES | 2004 | Grand Oaks Dr | Baxter Estates | Clearwater Rd | 368.6048 | PVC | 9.1274 |  | 75 | 0 | 0 | 0 | 0 | 0 | 55 |  | Potable | 1 | 1 | 1 | 1 | 2011-11-08 15:19 | BAXTER\todd.deboer | 211 | FIT-1788 | FIT-1789 | 1GB36-1GB39 | {49A8876D-A51A-492F-AED0-1050794DCB82}
3169 | wMAIN-4836 | GB | JMS MILL RUN, BAXTER ESTATES | 2004 | Green Briar Dr | Grand Oaks Dr | Clearwater Rd | 277.7518 | PVC | 9.1277 |  | 75 | 0 | 0 | 0 | 0 | 0 | 55 |  | Potable | 1 | 1 | 1 | 1 | 2011-11-08 15:19 | BAXTER\todd.deboer | 211 | FIT-1794 | FIT-1929 | 1GB59-1GB03 | {A70B1B9E-1294-4287-B701-BD65E3A25D84}
3170 | wMAIN-4837 | DY | 2004 REGAL PARK IMPROVEMENTS | 2004 | Pearl Dr | Whispering Woods Ln | None | 26.0001 | PVC | 9.128 |  | 75 | 0 | 0 | 0 | 0 | 0 | 55 |  | Potable | 1 | 1 | 1 | 1 | 2011-11-08 15:19 | BAXTER\todd.deboer | 262 | FIT-1930 | FIT-1795 | 1DY07-1DY19 | {EA9C6882-ED4A-426A-911B-D133D35568AC}
3171 | wMAIN-4839 | FW | HOLIDAY INN EXPRESS SITE IMPROVEMENTS | 2004 | Holiday Inn Express Hotel & Suites | None | None | 184.9443 | PVC | 9.1283 |  | 75 | 0 | 0 | 0 | 0 | 0 | 55 |  | Potable | 1 | 1 | 1 | 1 | 2011-11-08 15:19 | BAXTER\todd.deboer |  | FIT-1805 | FIT-1806 | 1FW48-1FX56 | {C9062DEB-CB9E-471B-B760-D96186B51891}
3172 | wMAIN-4840 | FX | HOLIDAY INN EXPRESS SITE IMPROVEMENTS | 2004 | Holiday Inn Express Hotel & Suites | None | None | 52.8728 | PVC | 9.1286 |  | 75 | 0 | 0 | 0 | 0 | 0 | 55 |  | Potable | 1 | 1 | 1 | 1 | 2011-11-08 15:19 | BAXTER\todd.deboer |  | FIT-1806 |  | 1FX56-BLDG | {1E910E08-4F2F-414E-A78A-4149D72B592F}
3173 | wMAIN-4841 | FW | HOLIDAY INN EXPRESS SITE IMPROVEMENTS | 2004 | Holiday Inn Express Hotel & Suites | None | None | 322.7121 | PVC | 9.1289 |  | 75 | 0 | 0 | 0 | 0 | 0 | 55 |  | Potable | 1 | 1 | 1 | 1 | 2011-11-08 15:19 | BAXTER\todd.deboer |  | FIT-1805 | FIT-1807 | 1FW48-1FW49 | {070E1563-98CE-4BF0-A504-D9E9ADF283EF}
3174 | wMAIN-4842 | FW | HOLIDAY INN EXPRESS SITE IMPROVEMENTS | 2004 | Holiday Inn Express Hotel & Suites | None | None | 524.5832 | PVC | 9.1292 |  | 75 | 0 | 0 | 0 | 0 | 0 | 55 |  | Potable | 1 | 1 | 1 | 1 | 2011-11-08 15:19 | BAXTER\todd.deboer |  | FIT-1807 | FIT-1810 | 1FW49-1FX51 | {A43B3AEB-BF54-4F3D-B404-0B1039C582C2}
3175 | wMAIN-4843 | FX | HOLIDAY INN EXPRESS SITE IMPROVEMENTS | 2004 | Holiday Inn Express Hotel & Suites | None | None | 21.7066 | PVC | 9.1295 |  | 75 | 0 | 0 | 0 | 0 | 0 | 55 |  | Potable | 1 | 1 | 1 | 1 | 2011-11-08 15:19 | BAXTER\todd.deboer |  | V-1836 | FIT-1808 | 1FX46-1FX47 | {7EC6C340-3CBF-4678-9E37-8BA7AA6F728C}
3176 | wMAIN-4844 | FX | HOLIDAY INN EXPRESS SITE IMPROVEMENTS | 2004 | Holiday Inn Express Hotel & Suites | None | None | 15.4907 | PVC | 9.1298 |  | 75 | 0 | 0 | 0 | 0 | 0 | 55 |  | Potable | 1 | 1 | 1 | 1 | 2011-11-08 15:19 | BAXTER\todd.deboer |  | FIT-1809 |  | 1FX48-BLDG | {7AE78823-5F63-4EC8-A15C-3654AF2D6EF5}
3177 | wMAIN-4845 | FX | HOLIDAY INN EXPRESS SITE IMPROVEMENTS | 2004 | Holiday Inn Express Hotel & Suites | None | None | 12.8851 | PVC | 9.1301 |  | 75 | 0 | 0 | 0 | 0 | 0 | 55 |  | Potable | 1 | 1 | 1 | 1 | 2011-11-08 15:19 | BAXTER\todd.deboer |  | V-1837 |  | 1FX50-BLDG | {F4578451-35B7-4106-AB79-F7BDF2E261B2}
3178 | wMAIN-4846 | FX | HOLIDAY INN EXPRESS SITE IMPROVEMENTS | 2004 | Holiday Inn Express Hotel & Suites | None | None | 249.2413 | PVC | 9.1304 |  | 75 | 0 | 0 | 0 | 0 | 0 | 55 |  | Potable | 1 | 1 | 1 | 1 | 2011-11-08 15:19 | BAXTER\todd.deboer |  | FIT-1808 | FIT-1810 | 1FX47-1FX51 | {ED377E38-F824-4D3E-AC35-5A4EF0558DF6}
3179 | wMAIN-4847 | GX | THE LODGE AT BRAINERD LAKES, LAKE FOREST ROAD | 2005 | Lake Forest Rd | The Lodge at Brainerd Lakes | Edgewood Dr | 238.4477 | PVC | 9.1307 |  | 75 | 0 | 0 | 0 | 0 | 0 | 56 |  | Potable | 1 | 1 | 1 | 1 | 2011-11-08 15:19 | BAXTER\todd.deboer |  | FIT-1811 | FIT-1812 | 1GX08-1GX11 | {24C0AD8A-4681-4CB6-B60F-0B3645EE1F8A}
3180 | wMAIN-4848 | GX | THE LODGE AT BRAINERD LAKES, LAKE FOREST ROAD | 2005 | Lake Forest Rd | The Lodge at Brainerd Lakes | Edgewood Dr | 199.8668 | PVC | 9.131 |  | 75 | 0 | 0 | 0 | 0 | 0 | 56 |  | Potable | 1 | 1 | 1 | 1 | 2011-11-08 15:19 | BAXTER\todd.deboer |  | FIT-1812 | FIT-262 | 1GX11-1GX14 | {9F753F0D-3D49-4B63-A8D1-2AD0395CE635}
3181 | wMAIN-4849 | GX | THE LODGE AT BRAINERD LAKES, LAKE FOREST ROAD | 2005 | The Lodge at Brainerd Lakes | None | None | 5.2258 | PVC | 9.1313 |  | 75 | 0 | 0 | 0 | 0 | 0 | 56 |  | Potable | 1 | 1 | 1 | 1 | 2011-11-08 15:19 | BAXTER\todd.deboer |  |  | V-1842 | 1GX16-1GX17 | {8B5106BA-2789-473A-9977-FCC7CA974EAE}
3182 | wMAIN-4850 | GX | THE LODGE AT BRAINERD LAKES, LAKE FOREST ROAD | 2005 | Lake Forest Rd | The Lodge at Brainerd Lakes | None | 316.6529 | PVC | 9.1316 |  | 75 | 0 | 0 | 0 | 0 | 0 | 56 |  | Potable | 1 | 1 | 1 | 1 | 2011-11-08 15:19 | BAXTER\todd.deboer |  | FIT-1813 | FIT-1814 | 1GX14-1GX18 | {132D8690-1D6D-4FAC-ADD6-567627F96669}
3183 | wMAIN-4852 | GH | 2005 EAST PERCH LAKE IMPROVEMENTS |  | Homestead Dr | Perch Lake Dr | one | 4.1558 | PVC | 9.1319 |  | 75 | 0 | 0 | 0 | 0 | 0 | -1949 |  | Potable | 1 | 1 | 1 | 1 | 2011-11-08 15:19 | BAXTER\todd.deboer | 166 | V-1846 | FIT-1763 | 1GH29-1GH23 | {5DA2061D-050C-4DE5-A4AB-309ADD240E89}
3184 | wMAIN-4853 | GH | 2005 EAST PERCH LAKE IMPROVEMENTS | 2005 | Homestead Dr | Perch Lake Dr | one | 141.6496 | PVC | 9.1322 |  | 75 | 0 | 0 | 0 | 0 | 0 | 56 |  | Potable | 1 | 1 | 1 | 1 | 2011-11-08 15:19 | BAXTER\todd.deboer | 166 | FIT-1765 | V-1846 | 1GH20-1GH29 | {E2575EA4-2304-4258-BBD2-B551A32C06C9}
3185 | wMAIN-4854 | FB | JMS BAXTER ESTATES - PHASE 1 | 2002 | Clearwater Rd | Clearwater Estates Apt Homes | Forest Dr | 90.6841 | PVC | 9.1325 |  | 75 | 0 | 0 | 0 | 0 | 0 | 53 |  | Potable | 1 | 1 | 1 | 1 | 2011-11-08 15:19 | BAXTER\todd.deboer |  | FIT-714 | FIT-1998 | - | {8EE79671-B262-42E1-A664-D0D93E774223}
3186 | wMAIN-4855 | FB | JMS BAXTER ESTATES - PHASE 1 | 2002 | Clearwater Rd | Clearwater Estates Apt Homes | Forest Dr | 209.6171 | PVC | 9.1328 |  | 75 | 0 | 0 | 0 | 0 | 0 | 53 |  | Potable | 1 | 1 | 1 | 1 | 2011-11-08 15:19 | BAXTER\todd.deboer |  | FIT-1998 | FIT-803 | - | {9331A806-ED52-4D6F-9D60-DFB2B2BFB032}
3187 | wMAIN-4856 | FB | JMS BAXTER ESTATES - PHASE 1 | 2002 | Clearwater Rd | Clearwater Estates Apt Homes | Forest Dr | 1.9383 | PVC | 9.1331 |  | 75 | 0 | 0 | 0 | 0 | 0 | 53 |  | Potable | 1 | 1 | 1 | 1 | 2011-11-08 15:19 | BAXTER\todd.deboer |  | FIT-1998 | V-1847 | - | {934537D8-0BAC-4ACB-B370-E4E85502C08C}
3188 | wMAIN-4857 | FB | JMS BAXTER ESTATES - PHASE 1 | 2002 | Clearwater Rd | Clearwater Estates Apt Homes | Forest Dr | 43.8127 | PVC | 9.1334 |  | 75 | 0 | 0 | 0 | 0 | 0 | 53 |  | Potable | 1 | 1 | 1 | 1 | 2011-11-08 15:19 | BAXTER\todd.deboer |  | V-1847 | FIT-2001 | - | {D64A6241-2F35-4051-822B-3C5070568B3C}
3190 | wMAIN-4859 | BG | BERRYWOOD PHASE I APARTMENTS |  | Berrywood Apartments | Berrywood Dr | None | 0.37512 | PVC | 9.134 |  | 75 | 0 | 0 | 0 | 0 | 0 | -1949 |  | Potable | 1 | 1 | 1 | 1 | 2011-11-08 15:19 | BAXTER\todd.deboer |  | FIT-2002 | V-1848 | - | {3A318690-F566-49DD-BAEC-E4B90598C8A1}
3191 | wMAIN-4860 | BG | BERRYWOOD PHASE I APARTMENTS |  | Berrywood Apartments | Berrywood Dr | None | 135.3824 | PVC | 9.1342 |  | 75 | 0 | 0 | 0 | 0 | 0 | -1949 |  | Potable | 1 | 1 | 1 | 1 | 2011-11-08 15:19 | BAXTER\todd.deboer |  | V-1848 | V-1849 | - | {70B69BCD-04FB-43C7-A06A-4A6DA3320D4C}
3192 | wMAIN-4861 | BG | BERRYWOOD PHASE I APARTMENTS |  | Berrywood Apartments | Berrywood Dr | None | 4.3151 | PVC | 9.1345 |  | 75 | 0 | 0 | 0 | 0 | 0 | -1949 |  | Potable | 1 | 1 | 1 | 1 | 2011-11-08 15:19 | BAXTER\todd.deboer |  |  | CS-2691 | - | {18946D96-9F7E-4DAD-8219-EB31C675A519}
3193 | wMAIN-4862 | DB |  |  | Office Max | Target | None | 126.1854 | PVC | 9.1348 |  | 75 | 0 | 0 | 0 | 0 | 0 | -1949 | CHECK | Potable | 1 | 1 | 1 | 1 | 2012-02-01 10:50 | BAXTER\todd.deboer |  | wVLV-476 |  |  | {13CEB532-A5A9-480F-9340-0A964CFCF345}
3194 | wMAIN-4773 | DB | 1999 EXPANSION SITE IMPROVEMENTS | 1999 | Target | None | None | 69.2739 | PVC | 9.1351 |  | 75 | 0 | 0 | 0 | 0 | 0 | 50 |  | Potable | 1 | 1 | 1 | 1 | 2012-02-01 11:05 | BAXTER\todd.deboer |  | wVLV-1436 | wVLV-1853 | 1DB44-1DB05 | {2A31469D-0F12-42D1-A8F0-A499E7CA6BFA}
3195 | wMAIN-4773 | DB | 1999 EXPANSION SITE IMPROVEMENTS | 1999 | Target | None | None | 400.0891 | PVC | 9.1354 |  | 75 | 0 | 0 | 0 | 0 | 0 | 50 |  | Potable | 1 | 1 | 1 | 1 | 2013-03-01 11:03 | BAXTER\todd.deboer |  | wVLV-1853 | wVLV-467 | 1DB44-1DB05 | {0200205E-7034-4FC6-B38C-46158019D608}
3196 | wMAIN-4863 | DB | 1999 EXPANSION SITE IMPROVEMENTS | 1999 | Target | None | None | 40.2426 | PVC | 9.1357 |  | 75 | 0 | 0 | 0 | 0 | 0 | 50 |  | Potable | 1 | 1 | 1 | 1 | 2012-02-01 11:06 | BAXTER\todd.deboer |  | wVLV-1853 | wFIT-2006 |  | {225215F1-6C81-438C-96C8-D9DC303E27CE}
3197 | wMAIN-4819 | FI | 2005 EAST PERCH LAKE IMPROVEMENTS | 2005 | Isle Dr | Essentia Health Urgent Care | Falcon Dr | 63.2894 | PVC | 9.136 |  | 75 | 0 | 0 | 0 | 0 | 0 | 56 |  | Potable | 1 | 1 | 1 | 1 | 2012-07-03 15:51 | BAXTER\todd.deboer | 166 | wVLV-1776 |  | 1FI12-1GI03 | {2D281A41-CCE1-49E4-9768-727F33B057CB}
3198 | wMAIN-4864 | GI | BRAINERD LAKES INTEGRATED HEALTH SYST | 2011 | Isle Dr | Essentia Health Urgent Care | None | 409.836 | PVC | 9.1363 |  | 75 | 0 | 0 | 0 | 0 | 0 | 62 |  | Potable | 1 | 1 | 1 | 1 | 2015-05-18 08:33 | BAXTER\todd.deboer |  | wFIT-2009 | wFIT-2010 |  | {704D19F3-21BF-45E4-8F22-006716761E02}
3199 | wMAIN-4864 | GI | BRAINERD LAKES INTEGRATED HEALTH SYST | 2011 | Isle Dr | Essentia Health Urgent Care | None | 27.3395 | PVC | 9.1366 |  | 75 | 0 | 0 | 0 | 0 | 0 | 62 |  | Potable | 1 | 1 | 1 | 1 | 2015-05-18 08:33 | BAXTER\todd.deboer |  | wFIT-2010 | wFIT-2011 |  | {2963F13C-8237-4CD9-87FC-03ADD82C4C09}
3200 | wMAIN-4867 | GI | BRAINERD LAKES INTEGRATED HEALTH SYST | 2011 | Essentia Health Urgent Care | None | None | 3.4864 | PVC | 9.1369 |  | 75 | 0 | 0 | 0 | 0 | 0 | 62 |  | Potable | 1 | 1 | 1 | 1 | 2015-05-18 08:33 | BAXTER\todd.deboer |  | wFIT-2011 | wVLV-1862 |  | {967EB5C1-1AD4-4D09-A97A-AE2B09D5E86F}
3201 | wMAIN-4869 | GI | BRAINERD LAKES INTEGRATED HEALTH SYST | 2011 | Essentia Health Urgent Care | None | None | 5.3658 | PVC | 9.1372 |  | 75 | 0 | 0 | 0 | 0 | 0 | 62 |  | Potable | 1 | 1 | 1 | 1 | 2015-05-18 08:33 | BAXTER\todd.deboer |  | wFIT-2011 | wVLV-1863 |  | {2C9630E3-B98F-489B-95FD-29F30A0BCB6C}
3202 | wMAIN-4819 | GI | 2005 EAST PERCH LAKE IMPROVEMENTS | 2005 | Isle Dr | Essentia Health Urgent Care | None | 5.4559 | PVC | 9.1375 |  | 75 | 0 | 0 | 0 | 0 | 0 | 56 |  | Potable | 1 | 1 | 1 | 1 | 2012-07-05 10:11 | BAXTER\todd.deboer | 166 | wVLV-1860 | wFIT-1770 | 1FI12-1GI03 | {F2BD6A0B-55D8-4E07-9E97-03AA9F576C27}
3203 | wMAIN-4870 | GI | BRAINERD LAKES INTEGRATED HEALTH SYST | 2011 | Isle Dr | Essentia Health Urgent Care | None | 190.6719 | PVC | 9.1378 |  | 75 | 0 | 0 | 0 | 0 | 0 | 62 |  | Potable | 1 | 1 | 1 | 1 | 2015-05-18 08:33 | BAXTER\todd.deboer |  | wFIT-1770 | wFIT-2012 |  | {B9D76262-B864-4896-BE14-885F888EE9FA}
3204 | wMAIN-4871 | GI | BRAINERD LAKES INTEGRATED HEALTH SYST | 2011 | Isle Dr | Isle Ct | Essentia Health Urgent Care | 41.841 | PVC | 9.1381 |  | 75 | 0 | 0 | 0 | 0 | 0 | 62 |  | Potable | 1 | 1 | 1 | 1 | 2017-06-06 10:01 | BAXTER\todd.deboer |  | wFIT-2012 | wVLV-2046 |  | {768EB12D-CE0A-41B5-81D1-2CBE1592E99A}
3205 | wMAIN-4872 | GI | BRAINERD LAKES INTEGRATED HEALTH SYST | 2011 | Isle Dr | Essentia Health Urgent Care | None | 1.4275 | PVC | 9.1384 |  | 75 | 0 | 0 | 0 | 0 | 0 | 62 |  | Potable | 1 | 1 | 1 | 1 | 2015-05-18 08:33 | BAXTER\todd.deboer |  | wFIT-2012 | wVLV-1858 |  | {B7A02B8E-D09D-436E-B92B-A3EFD4DB0AD1}
3206 | wMAIN-4873 | GI | BRAINERD LAKES INTEGRATED HEALTH SYST | 2011 | Essentia Health Urgent Care | Isle Dr | None | 46.1581 | PVC | 9.1387 |  | 75 | 0 | 0 | 0 | 0 | 0 | 62 |  | Potable | 1 | 1 | 1 | 1 | 2017-06-06 10:17 | BAXTER\todd.deboer |  | wVLV-1858 | wFIT-2014 |  | {3A63BE02-E9A2-4DF6-95E7-6065F5A82DDD}
3207 | wMAIN-4874 | GI | BRAINERD LAKES INTEGRATED HEALTH SYST | 2011 | Essentia Health Urgent Care | Isle Dr | None | 445.7594 | PVC | 9.139 |  | 75 | 0 | 0 | 0 | 0 | 0 | 62 |  | Potable | 1 | 1 | 1 | 1 | 2017-06-06 10:17 | BAXTER\todd.deboer |  | wFIT-2014 | wFIT-2016 |  | {B33948AD-1A22-4DF4-9D23-6A8E0E79A581}
3208 | wMAIN-1162 | ED | 1977 MUNICIPAL SANITARY SEWER AND WATER SYSTEMS CONSTRUCTION | 1977 | Excelsior Rd | Frandsen Bank & Trust | State Hwy 371 | 107.9604 | PVC | 9.1393 |  | 75 | 0 | 0 | 0 | 0 | 0 | 28 |  | Potable | 1 | 1 | 1 | 1 | 2019-11-27 09:25 | BAXTER\Todd.DeBoer | 100 | wFIT-2017 | wFIT-1342 | 1ED21-1ED05 | {601590FE-5234-4425-AECF-740355D7E647}
3209 | wMAIN-4882 | EE | Northern National Bank | 2000 | Frandsen Bank & Trust | Excelsior Rd | None | 53.7234 | PVC | 9.1396 |  | 75 | 0 | 0 | 0 | 0 | 0 | 51 |  | Potable | 1 | 1 | 1 | 1 | 2019-11-27 09:49 | BAXTER\Todd.DeBoer |  | wFIT-2018 | wVLV-2121 |  | {DB0B6EF5-022A-498F-A36B-C771A3070454}
3210 | wMAIN-4883 | EE | Northern National Bank | 2000 | Frandsen Bank & Trust | Excelsior Rd | None | 26.7347 | PVC | 9.1399 |  | 75 | 0 | 0 | 0 | 0 | 0 | 51 |  | Potable | 1 | 1 | 1 | 1 | 2019-11-27 09:25 | BAXTER\Todd.DeBoer |  | wFIT-2018 |  |  | {E55A007C-FEE7-4187-B0FB-0B1C5EF22962}
3211 | wMAIN-4888 | CF | Mills Lively Annex Building | 1995 | Industrial Park Rd | None | None | 273.963 | PVC | 9.1402 |  | 75 | 0 | 0 | 0 | 0 | 0 | 46 |  | Potable | 1 | 1 | 1 | 1 | 2012-07-06 10:21 | BAXTER\todd.deboer |  | wFIT-2020 | wFIT-2019 |  | {DF9A9B52-7F73-44A7-8EDF-BA78733CF2A8}
3212 | wMAIN-4889 | CF | 1981 Utility Improvements | 1981 | Industrial Park Rd | American Institute of Nondestructive Testing (AINDT) | Dogwood Dr | 27.6312 | PVC | 9.1405 |  | 75 | 0 | 0 | 0 | 0 | 0 | 32 |  | Potable | 1 | 1 | 1 | 1 | 2021-03-17 09:55 | BAXTER\tdeboer |  | wFIT-2021 | wFIT-1351 |  | {345D6EB1-35F7-4472-89D4-AA1FC8EC3DCC}
3213 | wMAIN-4890 | CF | Mills Lively Annex Building | 1995 | Industrial Park Rd | None | None | 3.8282 | PVC | 9.1408 |  | 75 | 0 | 0 | 0 | 0 | 0 | 46 |  | Potable | 1 | 1 | 1 | 1 | 2021-03-17 09:15 | BAXTER\tdeboer |  | wFIT-2021 | wVLV-1868 |  | {7EB75E9C-60E8-4EF4-9BD8-F714ED28A564}
3214 | wMAIN-4891 | CF | Mills Lively Annex Building | 1995 | Industrial Park Rd | None | None | 309.0231 | PVC | 9.1411 |  | 75 | 0 | 0 | 0 | 0 | 0 | 46 |  | Potable | 1 | 1 | 1 | 1 | 2021-03-17 09:15 | BAXTER\tdeboer |  | wVLV-1868 | wFIT-2020 |  | {806093FC-F6A6-4C15-A44F-87863C29687F}
3215 | wMAIN-4895 | BH | BERRYWOOD APARTMENTS PHASE 2 | 2011 | Berrywood Apartments | None | None | 347.449 | PVC | 9.1413 |  | 75 | 0 | 0 | 0 | 0 | 0 | 62 |  | Potable | 1 | 1 | 1 | 1 | 2012-08-13 10:47 | BAXTER\Todd.DeBoer |  | wFIT-617 | wFIT-2024 |  | {16702EC1-5E86-4574-98BD-D52F3270457E}
3216 | wMAIN-4896 | BH | BERRYWOOD APARTMENTS PHASE 2 | 2011 | Berrywood Apartments | None | None | 10 | PVC | 9.1416 |  | 75 | 0 | 0 | 0 | 0 | 0 | 62 |  | Potable | 1 | 1 | 1 | 1 | 2012-08-13 10:47 | BAXTER\Todd.DeBoer |  | wFIT-2024 | wFIT-2025 |  | {F9C24956-02DB-4153-BCFD-EFFCD4A74729}
3217 | wMAIN-4897 | BG | BERRYWOOD APARTMENTS PHASE 2 | 2011 | Berrywood Apartments | None | None | 194.5471 | PVC | 9.1419 |  | 75 | 0 | 0 | 0 | 0 | 0 | 62 |  | Potable | 1 | 1 | 1 | 1 | 2012-08-13 10:47 | BAXTER\Todd.DeBoer |  | wFIT-2024 | wFIT-2026 |  | {2EEE9F45-59CE-4E11-9B0D-84E26EA62160}
3218 | wMAIN-4898 | BG | BERRYWOOD APARTMENTS PHASE 2 | 2011 | Berrywood Apartments | None | None | 6.031 | PVC | 9.1422 |  | 75 | 0 | 0 | 0 | 0 | 0 | 62 |  | Potable | 1 | 1 | 1 | 1 | 2012-08-13 10:47 | BAXTER\Todd.DeBoer |  | wFIT-2026 | wVLV-1871 |  | {BAC0487A-FF26-44DA-99AB-94FFB84EB522}
3219 | wMAIN-4899 | EB | NORTH POINTE CENTRE PHASE 2 | 2011 | North Pointe Centre | Edgewood Dr | None | 0.31164 | PVC | 9.1425 |  | 75 | 0 | 0 | 0 | 0 | 0 | 62 |  | Potable | 1 | 1 | 1 | 1 | 2012-08-13 13:50 | BAXTER\Todd.DeBoer |  | wFIT-2028 |  |  | {B920E931-5EA4-405E-B250-D111CF51F43D}
3220 | wMAIN-4900 | EB | NORTH POINTE CENTRE PHASE 2 | 2011 | North Pointe Centre | Edgewood Dr | None | 221.5254 | PVC | 9.1428 |  | 75 | 0 | 0 | 0 | 0 | 0 | 62 |  | Potable | 1 | 1 | 1 | 1 | 2012-08-13 14:20 | BAXTER\Todd.DeBoer |  | wVLV-1872 |  |  | {0DA88550-3877-4514-88BA-A539E9C3FE61}
3221 | wMAIN-4902 | EB | NORTH POINTE CENTRE | 2002 | North Pointe Centre | None | None | 253.8287 | PVC | 9.1431 |  | 75 | 0 | 0 | 0 | 0 | 0 | 53 |  | Potable | 1 | 1 | 1 | 1 | 2012-08-14 12:50 | BAXTER\todd.deboer |  | wFIT-2029 | wFIT-2030 |  | {F9169673-FFB0-4F49-B466-5090AEC98F3D}
3222 | wMAIN-4904 | FY | BOOK WORLD SITE IMPROVEMENTS | 2007 | Affinity Plus Credit Union | None | None | 4.4351 | PVC | 9.1434 |  | 75 | 0 | 0 | 0 | 0 | 0 | 58 |  | Potable | 1 | 1 | 1 | 1 | 2012-08-31 14:46 | BAXTER\todd.deboer |  | wFIT-2037 | wVLV-1876 |  | {EA54EEAB-6704-47E2-ABF5-00C079025D8A}
3223 | wMAIN-4905 | FY | BOOK WORLD SITE IMPROVEMENTS | 2007 | Affinity Plus Credit Union | None | None | 14.8588 | PVC | 9.1437 |  | 75 | 0 | 0 | 0 | 0 | 0 | 58 |  | Potable | 1 | 1 | 1 | 1 | 2012-08-31 14:46 | BAXTER\todd.deboer |  | wVLV-1876 | wFIT-2038 |  | {DEC0EA47-140B-405D-88AB-1A3FB55E60D6}
3224 | wMAIN-4906 | FX | BOOK WORLD SITE IMPROVEMENTS | 2007 | Affinity Plus Credit Union | None | None | 40.0665 | PVC | 9.144 |  | 75 | 0 | 0 | 0 | 0 | 0 | 58 |  | Potable | 1 | 1 | 1 | 1 | 2012-08-31 14:46 | BAXTER\todd.deboer |  | wFIT-2038 | wFIT-2039 |  | {62B51650-3FC5-4B0A-8B5B-EC37380DCD90}
3225 | wMAIN-4907 | FX | BOOK WORLD SITE IMPROVEMENTS | 2007 | Affinity Plus Credit Union | None | None | 88.4583 | PVC | 9.1443 |  | 75 | 0 | 0 | 0 | 0 | 0 | 58 |  | Potable | 1 | 1 | 1 | 1 | 2012-08-31 14:48 | BAXTER\todd.deboer |  | wFIT-2039 | wFIT-2040 |  | {D1DC6CC1-7762-4D0B-B624-90313A711FAD}
3226 | wMAIN-4908 | FX | BOOK WORLD SITE IMPROVEMENTS | 2007 | Affinity Plus Credit Union | None | None | 29.7403 | PVC | 9.1446 |  | 75 | 0 | 0 | 0 | 0 | 0 | 58 |  | Potable | 1 | 1 | 1 | 1 | 2012-08-31 14:48 | BAXTER\todd.deboer |  | wFIT-2040 | wFIT-2041 |  | {E230E9CF-D199-4989-925F-1B10ECFE33CE}
3227 | wMAIN-4909 | FX | BOOK WORLD SITE IMPROVEMENTS | 2007 | Affinity Plus Credit Union | None | None | 100.6617 | PVC | 9.1449 |  | 75 | 0 | 0 | 0 | 0 | 0 | 58 |  | Potable | 1 | 1 | 1 | 1 | 2012-08-31 14:48 | BAXTER\todd.deboer |  | wFIT-2041 | wFIT-2042 |  | {B8D32080-974D-4630-98C9-00A33F65796F}
3228 | wMAIN-4910 | FX | BOOK WORLD SITE IMPROVEMENTS | 2007 | Affinity Plus Credit Union | None | None | 8.078 | PVC | 9.1452 |  | 75 | 0 | 0 | 0 | 0 | 0 | 58 |  | Potable | 1 | 1 | 1 | 1 | 2012-08-31 14:46 | BAXTER\todd.deboer |  | wFIT-2042 | wFIT-2043 |  | {B8DE6185-7688-4679-8001-6E6C034165D7}
3229 | wMAIN-4913 | FX | ROCKWOODS GRILL AND BAR RESTAURANT SITE IMPROVEMENTS | 2005 | Rockwoods Grill and Bar | None | None | 95.6486 | PVC | 9.1455 |  | 75 | 0 | 0 | 0 | 0 | 0 | 56 |  | Potable | 1 | 1 | 1 | 1 | 2012-09-04 14:06 | BAXTER\todd.deboer |  | wFIT-450 | wFIT-2044 |  | {632B724C-8994-4A35-8CFB-0AEBE9C667B2}
3230 | wMAIN-4914 | FX | ROCKWOODS GRILL AND BAR RESTAURANT SITE IMPROVEMENTS | 2005 | Rockwoods Grill and Bar | None | None | 116.4002 | PVC | 9.1458 |  | 75 | 0 | 0 | 0 | 0 | 0 | 56 |  | Potable | 1 | 1 | 1 | 1 | 2012-09-04 14:06 | BAXTER\todd.deboer |  | wFIT-2044 | wFIT-2045 |  | {AD2DE3B9-C313-4559-A674-5C923E8D229B}
3231 | wMAIN-4915 | FX | ROCKWOODS GRILL AND BAR RESTAURANT SITE IMPROVEMENTS | 2005 | Rockwoods Grill and Bar | None | None | 20.9085 | PVC | 9.1461 |  | 75 | 0 | 0 | 0 | 0 | 0 | 56 |  | Potable | 1 | 1 | 1 | 1 | 2012-09-04 14:06 | BAXTER\todd.deboer |  | wFIT-2045 | wFIT-2046 |  | {BFBE2BA8-086B-43C2-8588-6D807658500A}
3232 | wMAIN-4916 | GX | ROCKWOODS GRILL AND BAR RESTAURANT SITE IMPROVEMENTS | 2005 | Rockwoods Grill and Bar | None | None | 58.7001 | PVC | 9.1464 |  | 75 | 0 | 0 | 0 | 0 | 0 | 56 |  | Potable | 1 | 1 | 1 | 1 | 2012-09-04 14:06 | BAXTER\todd.deboer |  | wFIT-2046 | wFIT-2047 |  | {80278DD0-92C3-449D-B511-F0EA6C833FE8}
3233 | wMAIN-4917 | GX | ROCKWOODS GRILL AND BAR RESTAURANT SITE IMPROVEMENTS | 2005 | Rockwoods Grill and Bar | None | None | 19.4724 | PVC | 9.1467 |  | 75 | 0 | 0 | 0 | 0 | 0 | 56 |  | Potable | 1 | 1 | 1 | 1 | 2012-09-04 14:06 | BAXTER\todd.deboer |  | wFIT-2047 | wFIT-2048 |  | {C91558B1-0E8D-4A36-B942-D741D383940F}
3234 | wMAIN-4918 | GX | ROCKWOODS GRILL AND BAR RESTAURANT SITE IMPROVEMENTS | 2005 | Rockwoods Grill and Bar | None | None | 23.505 | DIP | 9.147 |  | 75 | 0 | 0 | 0 | 0 | 0 | 56 |  | Potable | 1 | 1 | 1 | 1 | 2012-09-04 14:07 | BAXTER\todd.deboer |  | wFIT-2048 |  |  | {502A1837-2E7B-4924-B962-C9F4C6B0FA9B}
3235 | wMAIN-4920 | FX | BAXTER VILLAGE PHASE II | 2007 | Baxter Village | None | None | 5.5364 | PVC | 9.1473 |  | 75 | 0 | 0 | 0 | 0 | 0 | 58 |  | Potable | 1 | 1 | 1 | 1 | 2012-09-05 15:33 | BAXTER\todd.deboer |  | wFIT-478 | wFIT-2049 |  | {C79258E7-E6D5-4B88-B0E0-08861A4746C6}
3236 | wMAIN-4921 | FX | BAXTER VILLAGE PHASE II | 2007 | Baxter Village | None | None | 15.7705 | PVC | 9.1476 |  | 75 | 0 | 0 | 0 | 0 | 0 | 58 |  | Potable | 1 | 1 | 1 | 1 | 2012-09-05 15:31 | BAXTER\todd.deboer |  | wFIT-2049 | wVLV-1878 |  | {7A40F7A0-F5FB-4DD5-9EC9-D44C4E5A95A8}
3237 | wMAIN-4922 | FX | BAXTER VILLAGE PHASE II | 2007 | Baxter Village | None | None | 9.727 | PVC | 9.1479 |  | 75 | 0 | 0 | 0 | 0 | 0 | 58 |  | Potable | 1 | 1 | 1 | 1 | 2012-09-05 15:31 | BAXTER\todd.deboer |  | wVLV-1878 | wFIT-2050 |  | {E343ABFA-D90D-4E63-B6CF-84CFFFA16A59}
3238 | wMAIN-4923 | FX | BAXTER VILLAGE PHASE II | 2007 | Baxter Village | None | None | 10.7744 | PVC | 9.1481 |  | 75 | 0 | 0 | 0 | 0 | 0 | 58 |  | Potable | 1 | 1 | 1 | 1 | 2012-09-05 15:32 | BAXTER\todd.deboer |  | wFIT-2050 | wFIT-2051 |  | {E562B25C-E34C-4FC8-9BB1-700556FB2D00}
3239 | wMAIN-4924 | FX | BAXTER VILLAGE PHASE II | 2007 | Baxter Village | None | None | 70.6366 | PVC | 9.1484 |  | 75 | 0 | 0 | 0 | 0 | 0 | 58 |  | Potable | 1 | 1 | 1 | 1 | 2012-09-05 15:32 | BAXTER\todd.deboer |  |  | wFIT-2052 |  | {214CC5D1-6D33-40D3-9571-477901D00D80}
3240 | wMAIN-4925 | FX | BAXTER VILLAGE PHASE II | 2007 | Baxter Village | None | None | 5.5327 | PVC | 9.1487 |  | 75 | 0 | 0 | 0 | 0 | 0 | 58 |  | Potable | 1 | 1 | 1 | 1 | 2012-09-05 15:32 | BAXTER\todd.deboer |  | wFIT-2052 | wFIT-2053 |  | {187D45B2-4255-4903-9DA8-1CB76DFF994F}
3241 | wMAIN-4926 | FX | BAXTER VILLAGE PHASE II | 2007 | Baxter Village | None | None | 28.5775 | PVC | 9.149 |  | 75 | 0 | 0 | 0 | 0 | 0 | 58 |  | Potable | 1 | 1 | 1 | 1 | 2012-09-05 15:32 | BAXTER\todd.deboer |  | wFIT-2053 | wFIT-2054 |  | {B9DC39E7-3AD4-450F-BFA6-448CBEF3E639}
3242 | wMAIN-4929 | GW | SEARS SITE IMPROVEMENTS | 2007 | ABRA Auto Body | Edgewood Dr | None | 7.4758 | PVC | 9.1493 |  | 75 | 0 | 0 | 0 | 0 | 0 | 58 |  | Potable | 1 | 1 | 1 | 1 | 2012-09-06 15:37 | BAXTER\todd.deboer |  | wFIT-465 | wVLV-1880 |  | {C467BF4E-4EDF-4A3C-B695-BF6AA477ECD4}
3243 | wMAIN-4930 | GW | SEARS SITE IMPROVEMENTS | 2007 | ABRA Auto Body | Edgewood Dr | None | 22.7719 | PVC | 9.1496 |  | 75 | 0 | 0 | 0 | 0 | 0 | 58 |  | Potable | 1 | 1 | 1 | 1 | 2012-09-06 15:36 | BAXTER\todd.deboer |  | wVLV-1880 | wFIT-2055 |  | {B1251C4B-5E08-442D-81AB-661C36054348}
3244 | wMAIN-4931 | GW | SEARS SITE IMPROVEMENTS | 2007 | ABRA Auto Body | None | None | 73.3559 | PVC | 9.1499 |  | 75 | 0 | 0 | 0 | 0 | 0 | 58 |  | Potable | 1 | 1 | 1 | 1 | 2012-09-06 15:36 | BAXTER\todd.deboer |  | wFIT-2055 | wFIT-2057 |  | {FE1A42E4-4C2A-4DE7-9D8B-34558B998A51}
3245 | wMAIN-4932 | GW | SEARS SITE IMPROVEMENTS | 2007 | ABRA Auto Body | None | None | 69.6125 | PVC | 9.1502 |  | 75 | 0 | 0 | 0 | 0 | 0 | 58 |  | Potable | 1 | 1 | 1 | 1 | 2012-09-06 15:36 | BAXTER\todd.deboer |  | wFIT-2057 | wFIT-2056 |  | {1113B87F-2A7C-4480-9BBA-FC8C53023423}
3246 | wMAIN-4935 | GW | SEARS SITE IMPROVEMENTS | 2007 | ABRA Auto Body | None | None | 5.2428 | PVC | 9.1505 |  | 75 | 0 | 0 | 0 | 0 | 0 | 58 |  | Potable | 1 | 1 | 1 | 1 | 2012-09-06 15:39 | BAXTER\todd.deboer |  | wFIT-2056 | wVLV-1882 |  | {5004E7CC-AF86-4FF2-93A3-D40525C4F98D}
3247 | wMAIN-4938 | EI | HASTINGS RD UTILITY AND ROADWAY IMPROVEMENTS | 2012 | Bypass 371 | Hastings Rd | Mississippi River Trl | 25.6536 | PVC | 9.1508 |  | 75 | 0 | 0 | 0 | 0 | 0 | 63 |  | Potable | 1 | 1 | 1 | 1 | 2013-03-06 13:16 | BAXTER\todd.deboer |  | wVLV-1884 | wFIT-2063 |  | {44462103-D0EE-417A-B1E2-A6B71BBCA4A0}
3248 | wMAIN-4939 | EI | HASTINGS RD UTILITY AND ROADWAY IMPROVEMENTS | 2012 | Hastings Rd | Evergreen Dr | Bypass 371 | 2.669 | PVC | 9.1511 |  | 75 | 0 | 0 | 0 | 0 | 0 | 63 |  | Potable | 1 | 1 | 1 | 1 | 2013-03-06 13:17 | BAXTER\todd.deboer |  | wFIT-2064 | wFIT-2063 |  | {FE457ECF-5E10-482B-8C37-22953328EC1D}
3249 | wMAIN-4940 | EI | HASTINGS RD UTILITY AND ROADWAY IMPROVEMENTS | 2012 | Hastings Rd | Evergreen Dr | Bypass 371 | 3.9607 | PVC | 9.1514 |  | 75 | 0 | 0 | 0 | 0 | 0 | 63 |  | Potable | 1 | 1 | 1 | 1 | 2013-03-06 13:17 | BAXTER\todd.deboer |  | wFIT-2063 | wVLV-1885 |  | {E59F2CD4-853E-4646-9549-00E74AEA8303}
3250 | wMAIN-4941 | EI | HASTINGS RD UTILITY AND ROADWAY IMPROVEMENTS | 2012 | Hastings Rd | Evergreen Dr | Bypass 371 | 282.3443 | PVC | 9.1517 |  | 75 | 0 | 0 | 0 | 0 | 0 | 63 |  | Potable | 1 | 1 | 1 | 1 | 2013-03-06 13:17 | BAXTER\todd.deboer |  | wVLV-1885 | wFIT-2065 |  | {EB06798D-0359-45AE-A9B7-48A3CFA02E88}
3251 | wMAIN-4942 | EI | HASTINGS RD UTILITY AND ROADWAY IMPROVEMENTS | 2012 | Hastings Rd | Evergreen Dr | Bypass 371 | 379.2687 | PVC | 9.152 |  | 75 | 0 | 0 | 0 | 0 | 0 | 63 |  | Potable | 1 | 1 | 1 | 1 | 2013-03-06 13:18 | BAXTER\todd.deboer |  | wFIT-2065 | wFIT-2068 |  | {91518011-1BBC-4190-95F5-D477116AC9C1}
3252 | wMAIN-4945 | EI | HASTINGS RD UTILITY AND ROADWAY IMPROVEMENTS | 2012 | Hastings Rd | Evergreen Dr | Bypass 371 | 8.8438 | PVC | 9.1523 |  | 75 | 0 | 0 | 0 | 0 | 0 | 63 |  | Potable | 1 | 1 | 1 | 1 | 2013-03-06 13:19 | BAXTER\todd.deboer |  | wFIT-2066 | wFIT-2067 |  | {29DF61F9-154D-4E97-900C-6A89708FE232}
3253 | wMAIN-4946 | EI | HASTINGS RD UTILITY AND ROADWAY IMPROVEMENTS | 2012 | Hastings Rd | Evergreen Dr | Bypass 371 | 5.9258 | PVC | 9.1526 |  | 75 | 0 | 0 | 0 | 0 | 0 | 63 |  | Potable | 1 | 1 | 1 | 1 | 2013-03-06 13:19 | BAXTER\todd.deboer |  | wFIT-2066 | wHYD-837 |  | {340BBC6A-551E-4788-B527-3E9FBAABC6A0}
3254 | wMAIN-4947 | EH | HASTINGS RD UTILITY AND ROADWAY IMPROVEMENTS | 2012 | Hastings Rd | Evergreen Dr | Bypass 371 | 234.8951 | PVC | 9.1529 |  | 75 | 0 | 0 | 0 | 0 | 0 | 63 |  | Potable | 1 | 1 | 1 | 1 | 2013-03-06 13:58 | BAXTER\todd.deboer |  | wFIT-2068 | wFIT-2071 |  | {34F77799-EF29-49EB-852D-656A8F3F70CC}
3255 | wMAIN-4949 | EH | HASTINGS RD UTILITY AND ROADWAY IMPROVEMENTS | 2012 | Hastings Rd | Evergreen Dr | Bypass 371 | 354.9488 | PVC | 9.1532 |  | 75 | 0 | 0 | 0 | 0 | 0 | 63 |  | Potable | 1 | 1 | 1 | 1 | 2013-03-06 14:30 | BAXTER\todd.deboer |  | wFIT-1755 | wFIT-2071 |  | {C6E53F52-CE6A-4759-BBBF-1017AFCFF4AD}
3256 | wMAIN-4950 | EH | HASTINGS RD UTILITY AND ROADWAY IMPROVEMENTS | 2012 | Hastings Rd | Evergreen Dr | Bypass 371 | 6.5815 | PVC | 9.1535 |  | 75 | 0 | 0 | 0 | 0 | 0 | 63 |  | Potable | 1 | 1 | 1 | 1 | 2013-03-06 14:01 | BAXTER\todd.deboer |  | wFIT-2071 | wVLV-1889 |  | {49BFF155-99B0-4866-B845-A7BE3D0592E6}
3257 | wMAIN-4951 | EH | HASTINGS RD UTILITY AND ROADWAY IMPROVEMENTS | 2012 | Hastings Rd | Evergreen Dr | Bypass 371 | 57.1174 | PVC | 9.1538 |  | 75 | 0 | 0 | 0 | 0 | 0 | 63 |  | Potable | 1 | 1 | 1 | 1 | 2013-03-06 14:01 | BAXTER\todd.deboer |  | wVLV-1889 | wFIT-2072 |  | {2880B603-8713-40AF-8BE3-8115C952E290}
3258 | wMAIN-4952 | EI | HASTINGS RD UTILITY AND ROADWAY IMPROVEMENTS | 2012 | Hastings Rd | Evergreen Dr | Bypass 371 | 3.6122 | PVC | 9.1541 |  | 75 | 0 | 0 | 0 | 0 | 0 | 63 |  | Potable | 1 | 1 | 1 | 1 | 2013-03-06 14:02 | BAXTER\todd.deboer |  | wFIT-2068 | wVLV-1888 |  | {C3114021-769C-4B9A-B98F-EA358D11DCEF}
3259 | wMAIN-4953 | EI | HASTINGS RD UTILITY AND ROADWAY IMPROVEMENTS | 2012 | Hastings Rd | Evergreen Dr | Bypass 371 | 50.8604 | PVC | 9.1544 |  | 75 | 0 | 0 | 0 | 0 | 0 | 63 |  | Potable | 1 | 1 | 1 | 1 | 2013-03-06 14:02 | BAXTER\todd.deboer |  | wVLV-1888 | wFIT-2069 |  | {AAF02BB6-A272-4BAC-8B33-4EF4479F7227}
3260 | wMAIN-4954 | DH | HASTINGS RD UTILITY AND ROADWAY IMPROVEMENTS | 2012 | Hastings Rd | Douglas Fir Dr | Evergreen Dr | 18.8196 | PVC | 9.1547 |  | 75 | 0 | 0 | 0 | 0 | 0 | 63 |  | Potable | 1 | 1 | 1 | 1 | 2013-03-06 14:29 | BAXTER\todd.deboer |  | wVLV-1765 | wFIT-1993 |  | {E481637A-EC19-4433-89A7-3167AE32194D}
3261 | wMAIN-4955 | EI | HASTINGS RD UTILITY AND ROADWAY IMPROVEMENTS | 2012 | Evergreen Dr | Hastings Rd | None | 3.1953 | PVC | 9.1549 |  | 75 | 0 | 0 | 0 | 0 | 0 | 63 |  | Potable | 1 | 1 | 1 | 1 | 2013-03-06 14:22 | BAXTER\todd.deboer |  | wFIT-2076 | wFIT-2075 |  | {1CFD02AA-4BD0-43AD-9992-7F4EF6E99199}
3262 | wMAIN-4956 | EH | HASTINGS RD UTILITY AND ROADWAY IMPROVEMENTS | 2012 | Evergreen Dr | Hastings Rd | None | 92.9567 | PVC | 9.1552 |  | 75 | 0 | 0 | 0 | 0 | 0 | 63 |  | Potable | 1 | 1 | 1 | 1 | 2013-03-06 14:23 | BAXTER\todd.deboer |  | wFIT-2075 | wVLV-1893 |  | {29F71542-FF92-4A2B-BC33-1B5BCA6E7D25}
3263 | wMAIN-4957 | EH | HASTINGS RD UTILITY AND ROADWAY IMPROVEMENTS | 2012 | Hastings Rd | Evergreen Dr | Bypass 371 | 43.3759 | PVC | 9.1555 |  | 75 | 0 | 0 | 0 | 0 | 0 | 63 |  | Potable | 1 | 1 | 1 | 1 | 2013-03-06 14:23 | BAXTER\todd.deboer |  | wVLV-1892 | wFIT-1755 |  | {04413D47-9DDB-48C5-8229-C610F73325C5}
3264 | wMAIN-4958 | EH | HASTINGS RD UTILITY AND ROADWAY IMPROVEMENTS | 2012 | Hastings Rd | Evergreen Dr | Bypass 371 | 3.4233 | PVC | 9.1558 |  | 75 | 0 | 0 | 0 | 0 | 0 | 63 |  | Potable | 1 | 1 | 1 | 1 | 2013-03-06 14:25 | BAXTER\todd.deboer |  | wVLV-1892 | wFIT-1993 |  | {359999CD-A4E7-48A2-A6B6-67F2F551EAF4}
3265 | wMAIN-4959 | EH | HASTINGS RD UTILITY AND ROADWAY IMPROVEMENTS | 2012 | Evergreen Dr | Hastings Rd | None | 5.9417 | PVC | 9.1561 |  | 75 | 0 | 0 | 0 | 0 | 0 | 63 |  | Potable | 1 | 1 | 1 | 1 | 2013-03-06 14:25 | BAXTER\todd.deboer |  | wFIT-1993 | wVLV-1893 |  | {33A9C6BF-09CA-4906-B23D-95E6299F8495}
3266 | wMAIN-4961 | EH | HASTINGS RD UTILITY AND ROADWAY IMPROVEMENTS | 2012 | Evergreen Dr | Hastings Rd | Hellekson Law | 5.5317 | PVC | 9.1564 |  | 75 | 0 | 0 | 0 | 0 | 0 | 63 |  | Potable | 1 | 1 | 1 | 1 | 2013-03-06 14:29 | BAXTER\todd.deboer |  | wVLV-1764 | wFIT-1993 |  | {DF1DECCF-63D6-480B-9337-0AF15E43C88D}
3267 | wMAIN-4962 | EH | HASTINGS RD UTILITY AND ROADWAY IMPROVEMENTS | 2012 | Water Tower | Hastings Rd | None | 24.0043 | PVC | 9.1567 |  | 75 | 0 | 0 | 0 | 0 | 0 | 63 |  | Potable | 1 | 1 | 1 | 1 | 2013-03-06 14:30 | BAXTER\todd.deboer |  | wFIT-2070 | wFIT-2073 |  | {12CD84FD-E89F-4ABF-B988-49D7E74ABAD9}
3268 | wMAIN-4963 | EH | HASTINGS RD UTILITY AND ROADWAY IMPROVEMENTS | 2012 | Water Tower | Hastings Rd | None | 3.0202 | PVC | 9.157 |  | 75 | 0 | 0 | 0 | 0 | 0 | 63 |  | Potable | 1 | 1 | 1 | 1 | 2013-03-06 14:30 | BAXTER\todd.deboer |  | wFIT-2073 | wVLV-1890 |  | {1C99B71F-2B06-4D18-A220-ACD1B69340FC}
3269 | wMAIN-4964 | EH | HASTINGS RD UTILITY AND ROADWAY IMPROVEMENTS | 2012 | Water Tower | Hastings Rd | None | 62.2816 | DIP | 9.1573 |  | 75 | 0 | 0 | 0 | 0 | 0 | 63 |  | Potable | 1 | 1 | 1 | 1 | 2013-03-06 14:31 | BAXTER\todd.deboer |  | wVLV-1890 |  |  | {2A097444-5FB6-4644-BCFC-E3641B4515FD}
3270 | wMAIN-4967 | JL | WATER TREATMENT PLANT | 2006 | Water Treatment Plant | None | None | 38.2411 | DIP | 9.1576 |  | 75 | 0 | 0 | 0 | 0 | 0 | 57 |  | Raw | 1 | 1 | 1 | 1 | 2013-03-19 09:10 | BAXTER\todd.deboer |  | WELL-4 | wVLV-1896 |  | {AF7B76DE-AB8B-4571-8FC4-5E4F4D2090A9}
3271 | wMAIN-4968 | JL | WATER TREATMENT PLANT | 2006 | Water Treatment Plant | None | None | 21.8778 | DIP | 9.1579 |  | 75 | 0 | 0 | 0 | 0 | 0 | 57 |  | Raw | 1 | 1 | 1 | 1 | 2013-03-19 09:10 | BAXTER\todd.deboer |  | wVLV-1896 | wFIT-2077 |  | {3E57C396-DAE6-454A-B724-DE41F927D834}
3272 | wMAIN-4969 | JL | WATER TREATMENT PLANT | 2006 | Water Treatment Plant | None | None | 18.9734 | DIP | 9.1582 |  | 75 | 0 | 0 | 0 | 0 | 0 | 57 |  | Raw | 1 | 1 | 1 | 1 | 2013-03-19 09:10 | BAXTER\todd.deboer |  | WELL-3 | wVLV-1899 |  | {5B17011F-D415-406B-B48F-CC6D7DDC726F}
3273 | wMAIN-4970 | JL | WATER TREATMENT PLANT | 2006 | Water Treatment Plant | None | None | 22.3133 | DIP | 9.1585 |  | 75 | 0 | 0 | 0 | 0 | 0 | 57 |  | Raw | 1 | 1 | 1 | 1 | 2013-03-19 09:10 | BAXTER\todd.deboer |  | wVLV-1899 | wFIT-2078 |  | {3B64239B-3284-4CD0-A5B6-85D53ACEDB76}
3274 | wMAIN-4971 | JL | WATER TREATMENT PLANT | 2006 | Water Treatment Plant | None | None | 45.6577 | DIP | 9.1588 |  | 75 | 0 | 0 | 0 | 0 | 0 | 57 |  | Raw | 1 | 1 | 1 | 1 | 2013-03-19 09:10 | BAXTER\todd.deboer |  | WELL-2 | wVLV-1897 |  | {A98847AB-1689-4468-B694-8C6521EC0A0D}
3275 | wMAIN-4972 | JL | WATER TREATMENT PLANT | 2006 | Water Treatment Plant | None | None | 21.9622 | DIP | 9.1591 |  | 75 | 0 | 0 | 0 | 0 | 0 | 57 |  | Raw | 1 | 1 | 1 | 1 | 2013-03-19 09:10 | BAXTER\todd.deboer |  | wVLV-1897 | wFIT-2079 |  | {9E43982B-7A9A-41DD-A3A3-90F13E34BF9B}
3276 | wMAIN-4973 | JL | WATER TREATMENT PLANT | 2006 | Water Treatment Plant | None | None | 49.2528 | DIP | 9.1594 |  | 75 | 0 | 0 | 0 | 0 | 0 | 57 |  | Potable | 1 | 1 | 1 | 1 | 2013-03-19 09:04 | BAXTER\todd.deboer |  | WELL-1 | wVLV-1898 |  | {437B34E7-82FB-43A5-9DC8-DA3FFC29F8BF}
3277 | wMAIN-4974 | JL | WATER TREATMENT PLANT | 2006 | Water Treatment Plant | None | None | 22.5721 | DIP | 9.1597 |  | 75 | 0 | 0 | 0 | 0 | 0 | 57 |  | Potable | 1 | 1 | 1 | 1 | 2013-03-19 09:04 | BAXTER\todd.deboer |  | wVLV-1898 | wFIT-2081 |  | {DE9FDC70-7C1E-4F88-9641-90AB15A0BFCD}
3278 | wMAIN-4975 | JL | WATER TREATMENT PLANT | 2006 | Water Treatment Plant | None | None | 171.2221 | DIP | 9.16 |  | 75 | 0 | 0 | 0 | 0 | 0 | 57 |  | Potable | 1 | 1 | 1 | 1 | 2013-03-19 09:05 | BAXTER\todd.deboer |  |  | wFIT-565 |  | {A8EADE92-E173-4AE8-BA31-BB26353C4D96}
3279 | wMAIN-4976 | JL | WATER TREATMENT PLANT | 2006 | Water Treatment Plant | None | None | 80.339 | DIP | 9.1603 |  | 75 | 0 | 0 | 0 | 0 | 0 | 57 |  | Raw | 1 | 1 | 1 | 1 | 2013-03-19 09:10 | BAXTER\todd.deboer |  | wFIT-2082 | wFIT-2083 |  | {6CA8188F-77CD-4332-AC52-824CEF84D8E8}
3280 | wMAIN-4977 | JL | WATER TREATMENT PLANT | 2006 | Water Treatment Plant | None | None | 4.4619 | DIP | 9.1606 |  | 75 | 0 | 0 | 0 | 0 | 0 | 57 |  | Raw | 1 | 1 | 1 | 1 | 2013-03-19 09:10 | BAXTER\todd.deboer |  | wFIT-2077 | wFIT-2082 |  | {3623B922-EDF4-4147-AF9E-622303ACF0E2}
3281 | wMAIN-4978 | JL | WATER TREATMENT PLANT | 2006 | Water Treatment Plant | None | None | 149.0562 | DIP | 9.1609 |  | 75 | 0 | 0 | 0 | 0 | 0 | 57 |  | Raw | 1 | 1 | 1 | 1 | 2013-03-19 09:10 | BAXTER\todd.deboer |  | wFIT-2077 | wFIT-2078 |  | {99B0D58D-5D30-4D55-A685-BC8B6D6CB924}
3282 | wMAIN-4979 | JL | WATER TREATMENT PLANT | 2006 | Water Treatment Plant | None | None | 117.9857 | DIP | 9.1612 |  | 75 | 0 | 0 | 0 | 0 | 0 | 57 |  | Raw | 1 | 1 | 1 | 1 | 2013-03-19 09:10 | BAXTER\todd.deboer |  | wFIT-2078 | wFIT-2080 |  | {0D2B6C43-55A0-460A-A1C5-EA5C748133A6}
3283 | wMAIN-4980 | JL | WATER TREATMENT PLANT | 2006 | Water Treatment Plant | None | None | 24.889 | DIP | 9.1615 |  | 75 | 0 | 0 | 0 | 0 | 0 | 57 |  | Raw | 1 | 1 | 1 | 1 | 2013-03-19 09:11 | BAXTER\todd.deboer |  | wFIT-2080 | wFIT-2079 |  | {D6014EBE-9888-4C68-8AEA-4EB969E565CA}
3284 | wMAIN-4981 | JL | WATER TREATMENT PLANT | 2006 | Water Treatment Plant | None | None | 143.5327 | DIP | 9.1617 |  | 75 | 0 | 0 | 0 | 0 | 0 | 57 |  | Raw | 1 | 1 | 1 | 1 | 2013-03-19 09:11 | BAXTER\todd.deboer |  | wFIT-2079 | wFIT-2081 |  | {CFEF9650-3047-4DBE-931D-E91D4F4C8BDC}
3285 | wMAIN-4982 | JL | WATER TREATMENT PLANT | 2006 | Water Treatment Plant | None | None | 3.6571 | DIP | 9.162 |  | 75 | 0 | 0 | 0 | 0 | 0 | 57 |  | Raw | 1 | 1 | 1 | 1 | 2013-03-19 09:12 | BAXTER\todd.deboer |  | wFIT-2081 | wFIT-2084 |  | {F84E63B3-9426-43CE-8885-9C561BFE445B}
3286 | wMAIN-4983 | JL | WATER TREATMENT PLANT | 2006 | Water Treatment Plant | None | None | 64.0554 | DIP | 9.1623 |  | 75 | 0 | 0 | 0 | 0 | 0 | 57 |  | Raw | 1 | 1 | 1 | 1 | 2013-03-19 09:13 | BAXTER\todd.deboer |  | wFIT-2080 |  |  | {9A48534A-57E7-4F95-92CC-0626F07675F4}
3287 | wMAIN-4984 | JL | WATER TREATMENT PLANT | 2006 | Water Treatment Plant | None | None | 45.7945 | DIP | 9.1626 |  | 75 | 0 | 0 | 0 | 0 | 0 | 57 |  | Potable | 1 | 1 | 1 | 1 | 2013-03-19 09:24 | BAXTER\todd.deboer |  |  | wFIT-2085 |  | {BEBF92E7-A3AF-42D4-83AC-55FA1A9424C2}
3288 | wMAIN-4985 | JL | WATER TREATMENT PLANT | 2006 | Water Treatment Plant | None | None | 3.5709 | DIP | 9.1629 |  | 75 | 0 | 0 | 0 | 0 | 0 | 57 |  | Potable | 1 | 1 | 1 | 1 | 2013-03-19 09:28 | BAXTER\todd.deboer |  |  | wVLV-1901 |  | {419CD143-93DE-4546-A688-D4A8DF32DBD0}
3289 | wMAIN-4986 | JL | WATER TREATMENT PLANT | 2006 | Water Treatment Plant | None | None | 127.6049 | DIP | 9.1632 |  | 75 | 0 | 0 | 0 | 0 | 0 | 57 |  | Potable | 1 | 1 | 1 | 1 | 2013-03-19 09:28 | BAXTER\todd.deboer |  | wVLV-1901 | wFIT-2085 |  | {AC7D9A66-6731-4C23-8853-34E74CBE1F08}
3290 | wMAIN-4987 | JL | WATER TREATMENT PLANT | 2006 | Water Treatment Plant | None | None | 3.3916 | DIP | 9.1635 |  | 75 | 0 | 0 | 0 | 0 | 0 | 57 |  | Potable | 1 | 1 | 1 | 1 | 2013-03-19 09:29 | BAXTER\todd.deboer |  | wFIT-2085 | wVLV-1902 |  | {211ED5DB-806B-4FEA-9504-FDFDC7E50A59}
3291 | wMAIN-4988 | JL | WATER TREATMENT PLANT | 2006 | Water Treatment Plant | None | None | 285.3038 | DIP | 9.1638 |  | 75 | 0 | 0 | 0 | 0 | 0 | 57 |  | Potable | 1 | 1 | 1 | 1 | 2017-06-05 08:58 | BAXTER\todd.deboer |  | wVLV-1902 | wFIT-2087 |  | {008885A3-F0C6-4016-B1AD-53071D98E793}
3292 | wMAIN-4989 | JL | WATER TREATMENT PLANT | 2006 | Water Treatment Plant | None | None | 226.1976 | DIP | 9.1641 |  | 75 | 0 | 0 | 0 | 0 | 0 | 57 |  | Potable | 1 | 1 | 1 | 1 | 2017-06-05 09:14 | BAXTER\todd.deboer |  | wFIT-2087 | wFIT-2086 |  | {B736E824-C996-4DE4-A166-B040CD0A6048}
3293 | wMAIN-4993 | FG | DISCOUNT TIRE | 2012 | Discount Tire | None | None | 423.4407 | PVC | 9.1644 |  | 75 | 0 | 0 | 0 | 0 | 0 | 63 |  | Potable | 1 | 1 | 1 | 1 | 2013-07-23 10:54 | BAXTER\todd.deboer |  | wVLV-1908 | wFIT-2088 |  | {E8508D3B-FA90-4DEC-AAF8-8B76A3FFB211}
3294 | wMAIN-4994 | FG | DISCOUNT TIRE | 2012 | Discount Tire | None | None | 98 | PVC | 9.1647 |  | 75 | 0 | 0 | 0 | 0 | 0 | 63 |  | Potable | 1 | 1 | 1 | 1 | 2013-07-23 10:54 | BAXTER\todd.deboer |  | wFIT-2088 | wFIT-2090 |  | {9D002FA5-0D63-4425-9D36-15C6FB1F5AE0}
3295 | wMAIN-4997 | FG | DISCOUNT TIRE | 2012 | Discount Tire | None | None | 4.1112 | PVC | 9.165 |  | 75 | 0 | 0 | 0 | 0 | 0 | 63 |  | Potable | 1 | 1 | 1 | 1 | 2013-07-23 10:54 | BAXTER\todd.deboer |  | wFIT-2090 | wFIT-2091 |  | {BA48D525-0BFC-4197-8DEC-042D051445F3}
3296 | wMAIN-4999 | FG | MARSHVIEW PROFESSIONAL CENTER SITE IMPROVEMENTS | 2007 | RiverStone Professional Centre | None | None | 95.1948 | PVC | 9.1653 |  | 75 | 0 | 0 | 0 | 0 | 0 | 58 |  | Potable | 1 | 1 | 1 | 1 | 2013-08-13 08:32 | BAXTER\todd.deboer |  |  | wFIT-523 |  | {73D1669D-BD59-4B47-8547-2177E6909780}
3297 | wMAIN-5000 | FG | MARSHVIEW PROFESSIONAL CENTER SITE IMPROVEMENTS | 2007 | RiverStone Professional Centre | None | None | 208.0691 | PVC | 9.1656 |  | 75 | 0 | 0 | 0 | 0 | 0 | 58 |  | Potable | 1 | 1 | 1 | 1 | 2013-08-13 08:31 | BAXTER\todd.deboer |  | wFIT-523 | wFIT-2092 |  | {CAC58C20-9DF1-4C9A-B3C0-191334AB142A}
3298 | wMAIN-5001 | FG | MARSHVIEW PROFESSIONAL CENTER SITE IMPROVEMENTS | 2007 | RiverStone Professional Centre | None | None | 48.4123 | PVC | 9.1659 |  | 75 | 0 | 0 | 0 | 0 | 0 | 58 |  | Potable | 1 | 1 | 1 | 1 | 2013-08-13 08:31 | BAXTER\todd.deboer |  | wFIT-2092 | wFIT-2093 |  | {F8F21B8A-A146-4238-9B69-B84BAFC76C3C}
3299 | wMAIN-5002 | FG | MARSHVIEW PROFESSIONAL CENTER SITE IMPROVEMENTS | 2007 | RiverStone Professional Centre | None | None | 113.6881 | PVC | 9.1662 |  | 75 | 0 | 0 | 0 | 0 | 0 | 58 |  | Potable | 1 | 1 | 1 | 1 | 2013-08-13 08:31 | BAXTER\todd.deboer |  | wFIT-2093 | wFIT-525 |  | {DF026901-26D5-4E77-8EF3-F3E8C6C4CC6A}
3300 | wMAIN-5003 | FG | MARSHVIEW PROFESSIONAL CENTER SITE IMPROVEMENTS | 2007 | RiverStone Professional Centre | None | None | 140.002 | PVC | 9.1665 |  | 75 | 0 | 0 | 0 | 0 | 0 | 58 |  | Potable | 1 | 1 | 1 | 1 | 2013-08-13 08:31 | BAXTER\todd.deboer |  | wFIT-2093 | wFIT-2094 |  | {1334D67D-8C24-4EDC-8BEC-7D40F6FBC3BC}
3301 | wMAIN-5002 | FG | MARSHVIEW PROFESSIONAL CENTER SITE IMPROVEMENTS | 2007 | RiverStone Professional Centre | None | None | 14.3097 | PVC | 9.1668 |  | 75 | 0 | 0 | 0 | 0 | 0 | 58 |  | Potable | 1 | 1 | 1 | 1 | 2013-08-13 08:31 | BAXTER\todd.deboer |  | wFIT-2093 | wFIT-525 |  | {FA94BA5C-1CBD-42D7-8482-4199CF348720}
3302 | wMAIN-5006 | FG | MARSHVIEW PROFESSIONAL CENTER SITE IMPROVEMENTS | 2007 | RiverStone Professional Centre | None | None | 65.301 | PVC | 9.1671 |  | 75 | 0 | 0 | 0 | 0 | 0 | 58 |  | Potable | 1 | 1 | 1 | 1 | 2013-08-13 08:33 | BAXTER\todd.deboer |  | wFIT-2095 |  |  | {2F057308-0E3E-4E94-8782-BACBE879B4DB}
3303 | wMAIN-66 | EG | CENTRAL LAKES CROSSING - JCPENNEY | 2007 | Central Lakes Crossing | Garrison Rd | None | 3.3659 | PVC | 9.1674 |  | 75 | 0 | 0 | 0 | 0 | 0 | 58 | TEE ADDED TO EX. 8" WM | Potable | 1 | 1 | 1 | 1 | 2013-08-13 14:27 | BAXTER\todd.deboer |  | wFIT-34 |  | 1EG74-1EG75 | {D51D84ED-E03F-4DFF-BD98-2C108DB11BBB}
3304 | wMAIN-1646 | EG | S.P. NO. 1805-58 (T.H. 210) | 1998 | Garrison Rd | Elmwood Dr | Elder Dr | 95.7092 | PVC | 9.1677 |  | 75 | 0 | 0 | 0 | 0 | 0 | 49 |  | Potable | 1 | 1 | 1 | 1 | 2011-11-08 15:15 | BAXTER\todd.deboer | 268 | V-341 |  | 1EG25-1EG26 | {A394917E-3B59-4AB3-965B-F2721E49FBD4}
3305 | wMAIN-5007 | GC | The Refuge Site Improvements | 2013 | Grand Oaks Apartments | None | None | 302.4889 | PVC | 9.168 |  | 75 | 0 | 0 | 0 | 0 | 0 | 64 |  | Potable | 1 | 1 | 1 | 1 | 2013-10-30 15:32 | BAXTER\todd.deboer |  | wVLV-1913 | wFIT-2096 |  | {00D9D1DF-431B-466B-BC9D-FA047E95E932}
3306 | wMAIN-5008 | GC | The Refuge Site Improvements | 2013 | Grand Oaks Apartments | None | None | 17.6724 | PVC | 9.1683 |  | 75 | 0 | 0 | 0 | 0 | 0 | 64 |  | Potable | 1 | 1 | 1 | 1 | 2013-10-30 15:29 | BAXTER\todd.deboer |  | wFIT-2096 | wFIT-2098 |  | {4C25997D-99D0-4F7F-8893-3989E4649768}
3307 | wMAIN-5009 | GC | The Refuge Site Improvements | 2013 | Grand Oaks Apartments | None | None | 207.301 | PVC | 9.1685 |  | 75 | 0 | 0 | 0 | 0 | 0 | 64 |  | Potable | 1 | 1 | 1 | 1 | 2013-10-30 15:49 | BAXTER\todd.deboer |  | wFIT-2098 | wFIT-2097 |  | {C13A9ADD-8885-4547-9D13-03419C0AE148}
3308 | wMAIN-2641 | EF | WATERMAIN EXTENSION FOR NAVILLUS LAND CO. | 1996 | Costco | None | None | 2.7502 | PVC | 9.1688 |  | 75 | 0 | 0 | 0 | 0 | 0 | 47 |  | Potable | 1 | 1 | 1 | 1 | 2011-11-08 15:16 | BAXTER\todd.deboer | 287 | V-687 | FIT-1684 | 1EF22-1EF26 | {87F7804E-440A-49DA-983D-CFA553CCC581}
3309 | wMAIN-5010 | EF | COSTCO SITE IMPROVEMENTS | 2012 | Costco | None | None | 3.9198 | PVC | 9.1691 |  | 75 | 0 | 0 | 0 | 0 | 0 | 63 |  | Potable | 1 | 1 | 1 | 1 | 2014-01-21 08:27 | BAXTER\todd.deboer |  | wVLV-345 | wFIT-2099 |  | {86541A02-0B5B-4148-967B-E0E1F118A97A}
3310 | wMAIN-5011 | EF | COSTCO SITE IMPROVEMENTS | 2012 | Costco | None | None | 4.5894 | PVC | 9.1694 |  | 75 | 0 | 0 | 0 | 0 | 0 | 63 |  | Potable | 1 | 1 | 1 | 1 | 2014-01-21 08:30 | BAXTER\todd.deboer |  | wFIT-1684 | wFIT-2101 |  | {22C70E7F-551D-4770-981D-05700B0EEC94}
3311 | wMAIN-5012 | EF | COSTCO SITE IMPROVEMENTS | 2012 | Costco | None | None | 3.3837 | PVC | 9.1697 |  | 75 | 0 | 0 | 0 | 0 | 0 | 63 |  | Potable | 1 | 1 | 1 | 1 | 2014-01-21 08:53 | BAXTER\todd.deboer |  | wFIT-2101 | wVLV-1916 |  | {9EE67228-F0BD-4C85-B003-43A2CBAE8668}
3312 | wMAIN-5013 | EF | COSTCO SITE IMPROVEMENTS | 2012 | Costco | None | None | 165.2065 | PVC | 9.17 |  | 75 | 0 | 0 | 0 | 0 | 0 | 63 |  | Potable | 1 | 1 | 1 | 1 | 2014-01-21 08:58 | BAXTER\todd.deboer |  | wVLV-1916 |  |  | {CD02B925-D256-44D6-AD66-DCE79C03BABE}
3313 | wMAIN-5014 | EF | COSTCO SITE IMPROVEMENTS | 2012 | Costco | None | None | 2.9038 | PVC | 9.1703 |  | 75 | 0 | 0 | 0 | 0 | 0 | 63 |  | Potable | 1 | 1 | 1 | 1 | 2014-01-21 08:30 | BAXTER\todd.deboer |  | wFIT-2101 | wFIT-2100 |  | {42D95B42-4A72-4544-83D9-09D497702B1F}
3314 | wMAIN-5015 | EF | COSTCO SITE IMPROVEMENTS | 2012 | Costco | None | None | 3.9607 | PVC | 9.1706 |  | 75 | 0 | 0 | 0 | 0 | 0 | 63 |  | Potable | 1 | 1 | 1 | 1 | 2014-01-21 08:30 | BAXTER\todd.deboer |  | wFIT-2100 | wVLV-1917 |  | {97516BD9-1AF6-4CAD-BD6E-17388A43BADE}
3315 | wMAIN-5016 | EF | COSTCO SITE IMPROVEMENTS | 2012 | Costco | None | None | 104.0978 | PVC | 9.1709 |  | 75 | 0 | 0 | 0 | 0 | 0 | 63 |  | Potable | 1 | 1 | 1 | 1 | 2014-01-21 08:31 | BAXTER\todd.deboer |  | wVLV-1917 | wFIT-2102 |  | {3C2D039D-C3FD-4F53-BDAA-4834BA26D70B}
3316 | wMAIN-5019 | EF | COSTCO SITE IMPROVEMENTS | 2012 | Costco | None | None | 11.0501 | PVC | 9.1712 |  | 75 | 0 | 0 | 0 | 0 | 0 | 63 |  | Potable | 1 | 1 | 1 | 1 | 2014-01-21 08:33 | BAXTER\todd.deboer |  | wFIT-2103 | wFIT-2102 |  | {1E3A1C88-173D-4A52-BA25-8BD8322FDFE4}
3317 | wMAIN-5024 | EF | COSTCO SITE IMPROVEMENTS | 2012 | Costco | None | None | 87.1136 | PVC | 9.1715 |  | 75 | 0 | 0 | 0 | 0 | 0 | 63 |  | Potable | 1 | 1 | 1 | 1 | 2014-01-21 08:44 | BAXTER\todd.deboer |  | wFIT-2107 | wFIT-2106 |  | {7ECBA2D6-BBE5-4039-ADA8-0EEA1B09C053}
3318 | wMAIN-5025 | EF | COSTCO SITE IMPROVEMENTS | 2012 | Costco | None | None | 7.9799 | PVC | 9.1718 |  | 75 | 0 | 0 | 0 | 0 | 0 | 63 |  | Potable | 1 | 1 | 1 | 1 | 2014-01-21 08:44 | BAXTER\todd.deboer |  | wFIT-2106 | wVLV-1922 |  | {D9680195-A7C9-4155-AB1F-A3CEF62F006C}
3319 | wMAIN-5026 | EF | COSTCO SITE IMPROVEMENTS | 2012 | Costco | None | None | 225.7052 | PVC | 9.1721 |  | 75 | 0 | 0 | 0 | 0 | 0 | 63 |  | Potable | 1 | 1 | 1 | 1 | 2014-01-21 08:44 | BAXTER\todd.deboer |  | wFIT-2106 | wVLV-1921 |  | {072C0FB5-6838-4907-A61B-21045F5B21CD}
3320 | wMAIN-5027 | EF | COSTCO SITE IMPROVEMENTS | 2012 | Costco | Elder Dr | None | 4.7893 | PVC | 9.1724 |  | 75 | 0 | 0 | 0 | 0 | 0 | 63 |  | Potable | 1 | 1 | 1 | 1 | 2014-01-21 08:44 | BAXTER\todd.deboer |  | wVLV-1921 | wFIT-2105 |  | {4C5D595B-B373-4041-A8AF-BA0246C4EB7E}
3321 | wMAIN-5028 | EF | COSTCO SITE IMPROVEMENTS | 2012 | Costco | None | None | 17.8853 | PVC | 9.1727 |  | 75 | 0 | 0 | 0 | 0 | 0 | 63 |  | Potable | 1 | 1 | 1 | 1 | 2014-01-21 08:51 | BAXTER\todd.deboer |  | wFIT-2110 | wVLV-1924 |  | {C0122FB4-82EC-4D8F-8C33-1BE6D28A3009}
3322 | wMAIN-5029 | EF | COSTCO SITE IMPROVEMENTS | 2012 | Costco | None | None | 3.0394 | PVC | 9.173 |  | 75 | 0 | 0 | 0 | 0 | 0 | 63 |  | Potable | 1 | 1 | 1 | 1 | 2014-01-21 08:53 | BAXTER\todd.deboer |  | wVLV-1924 | wFIT-2109 |  | {BCB577ED-BA3D-4195-95E7-DF9B8C4E5193}
3323 | wMAIN-5032 | EF | COSTCO SITE IMPROVEMENTS | 2012 | Costco | None | None | 342.0864 | PVC | 9.1733 |  | 75 | 0 | 0 | 0 | 0 | 0 | 63 |  | Potable | 1 | 1 | 1 | 1 | 2014-01-21 08:55 | BAXTER\todd.deboer |  | wFIT-2111 | wFIT-2109 |  | {FFF868AE-15E8-42A0-B8E0-1D9C45C3552A}
3324 | wMAIN-5035 | EF | COSTCO SITE IMPROVEMENTS | 2012 | Costco | None | None | 32.5994 | PVC | 9.1736 |  | 75 | 0 | 0 | 0 | 0 | 0 | 63 |  | Potable | 1 | 1 | 1 | 1 | 2014-01-21 08:59 | BAXTER\todd.deboer |  | wFIT-2113 | wFIT-2109 |  | {EA7294E1-713E-444A-9917-A5264740B1D1}
3325 | wMAIN-5039 | EF | COSTCO SITE IMPROVEMENTS | 2012 | Costco | None | None | 49.3 | PVC | 9.1739 |  | 75 | 0 | 0 | 0 | 0 | 0 | 63 |  | Potable | 1 | 1 | 1 | 1 | 2014-01-21 09:01 | BAXTER\todd.deboer |  | wFIT-2117 | wVLV-1929 |  | {D9D8817E-9B1B-4802-B38D-91AC27463718}
3326 | wMAIN-5040 | EF | COSTCO SITE IMPROVEMENTS | 2012 | Costco | None | None | 2.9627 | PVC | 9.1742 |  | 75 | 0 | 0 | 0 | 0 | 0 | 63 |  | Potable | 1 | 1 | 1 | 1 | 2014-01-21 09:01 | BAXTER\todd.deboer |  | wVLV-1929 | wFIT-2116 |  | {780E8E15-D85E-4470-BDC2-4D27EBA11AD5}
3327 | wMAIN-5041 | EF | COSTCO SITE IMPROVEMENTS | 2012 | Costco | None | None | 25.8737 | PVC | 9.1745 |  | 75 | 0 | 0 | 0 | 0 | 0 | 63 |  | Potable | 1 | 1 | 1 | 1 | 2014-01-21 09:01 | BAXTER\todd.deboer |  | wFIT-2118 | wVLV-1927 |  | {E1BD932D-9445-49DE-8C51-875AC17D2992}
3328 | wMAIN-5042 | EF | COSTCO SITE IMPROVEMENTS | 2012 | Costco | None | None | 3.1681 | PVC | 9.1748 |  | 75 | 0 | 0 | 0 | 0 | 0 | 63 |  | Potable | 1 | 1 | 1 | 1 | 2014-01-21 09:01 | BAXTER\todd.deboer |  | wVLV-1927 | wFIT-2114 |  | {DD9190CF-01FC-448C-B9C7-10E3DCC1FF6E}
3329 | wMAIN-5043 | EF | COSTCO SITE IMPROVEMENTS | 2012 | Costco | None | None | 64.6218 | PVC | 9.1751 |  | 75 | 0 | 0 | 0 | 0 | 0 | 63 |  | Potable | 1 | 1 | 1 | 1 | 2014-01-21 09:02 | BAXTER\todd.deboer |  | wFIT-2122 | wVLV-1930 |  | {808086D2-EF5F-41F6-8D3C-0BF8A1260B86}
3330 | wMAIN-5044 | EF | COSTCO SITE IMPROVEMENTS | 2012 | Costco | None | None | 4.028 | PVC | 9.1753 |  | 75 | 0 | 0 | 0 | 0 | 0 | 63 |  | Potable | 1 | 1 | 1 | 1 | 2014-01-21 09:02 | BAXTER\todd.deboer |  | wVLV-1930 | wFIT-2121 |  | {5F0715A9-707D-4A1E-BA81-4BEB85220A7A}
3331 | wMAIN-5047 | EF | COSTCO SITE IMPROVEMENTS | 2012 | Costco | None | None | 3.1542 | PVC | 9.1756 |  | 75 | 0 | 0 | 0 | 0 | 0 | 63 |  | Potable | 1 | 1 | 1 | 1 | 2014-01-21 09:09 | BAXTER\todd.deboer |  | wFIT-2121 | wFIT-2120 |  | {67DA6A0C-5211-4B96-ACD1-4CF174952AD3}
3332 | wMAIN-5048 | EF | COSTCO SITE IMPROVEMENTS | 2012 | Costco | None | None | 84.3592 | PVC | 9.1759 |  | 75 | 0 | 0 | 0 | 0 | 0 | 63 |  | Potable | 1 | 1 | 1 | 1 | 2014-01-21 09:09 | BAXTER\todd.deboer |  | wFIT-2120 | wFIT-2119 |  | {8BA1440A-71FD-4D2F-AB45-CBC1EB408811}
3333 | wMAIN-5051 | EF | COSTCO SITE IMPROVEMENTS | 2012 | Costco | None | None | 7.208 | PVC | 9.1762 |  | 75 | 0 | 0 | 0 | 0 | 0 | 63 |  | Potable | 1 | 1 | 1 | 1 | 2014-01-21 09:15 | BAXTER\todd.deboer |  | wFIT-2126 | wVLV-1934 |  | {02779716-5F3B-42B1-A5D1-8302E2491900}
3334 | wMAIN-5055 | EF | COSTCO SITE IMPROVEMENTS | 2012 | Costco | None | None | 87.748 | PVC | 9.1765 |  | 75 | 0 | 0 | 0 | 0 | 0 | 63 |  | Potable | 1 | 1 | 1 | 1 | 2014-01-21 09:16 | BAXTER\todd.deboer |  | wVLV-1934 | wFIT-2124 |  | {1E816EE5-00AF-434D-9EB7-651E7207FDA2}
3335 | wMAIN-5056 | EF | COSTCO SITE IMPROVEMENTS | 2012 | Costco | None | None | 49.3483 | PVC | 9.1768 |  | 75 | 0 | 0 | 0 | 0 | 0 | 63 |  | Potable | 1 | 1 | 1 | 1 | 2014-01-21 09:16 | BAXTER\todd.deboer |  | wFIT-2124 | wFIT-2123 |  | {DB590FEA-F084-4025-99A9-D02CF660BC8E}
3336 | wMAIN-5057 | EF | COSTCO SITE IMPROVEMENTS | 2012 | Costco | None | None | 185.1242 | PVC | 9.1771 |  | 75 | 0 | 0 | 0 | 0 | 0 | 63 |  | Potable | 1 | 1 | 1 | 1 | 2014-01-21 09:16 | BAXTER\todd.deboer |  | wFIT-2123 | wFIT-2119 |  | {4A2C8191-9908-437E-8E5F-683BB8793F10}
3337 | wMAIN-5058 | EF | COSTCO SITE IMPROVEMENTS | 2012 | Costco | None | None | 116.3909 | PVC | 9.1774 |  | 75 | 0 | 0 | 0 | 0 | 0 | 63 |  | Potable | 1 | 1 | 1 | 1 | 2014-01-21 09:16 | BAXTER\todd.deboer |  | wFIT-2119 | wFIT-2116 |  | {C57DC7CC-8C9F-46AF-87AA-3F573373AEFF}
3338 | wMAIN-5059 | EF | COSTCO SITE IMPROVEMENTS | 2012 | Costco | None | None | 208.9469 | PVC | 9.1777 |  | 75 | 0 | 0 | 0 | 0 | 0 | 63 |  | Potable | 1 | 1 | 1 | 1 | 2014-01-21 09:17 | BAXTER\todd.deboer |  | wFIT-2116 | wFIT-2114 |  | {138DA3D5-CE47-41A4-9D8B-3E4AC02FDC93}
3339 | wMAIN-5060 | EF | COSTCO SITE IMPROVEMENTS | 2012 | Costco | None | None | 178.3568 | PVC | 9.178 |  | 75 | 0 | 0 | 0 | 0 | 0 | 63 |  | Potable | 1 | 1 | 1 | 1 | 2014-01-21 09:17 | BAXTER\todd.deboer |  | wFIT-2114 | wFIT-2111 |  | {B6DD7AE7-090B-4B9B-B73B-5789369BEC2D}
3340 | wMAIN-5061 | FH | CROSBY CARDIO SITE IMPROVEMENTS | 2013 | Alina Health | None | None | 4.6209 | PVC | 9.1783 |  | 75 | 0 | 0 | 0 | 0 | 0 | 64 |  | Potable | 1 | 1 | 1 | 1 | 2014-02-24 09:04 | BAXTER\todd.deboer |  | wFIT-689 | wVLV-1936 |  | {2935D242-F625-4AE6-930F-6363D1207DEC}
3341 | wMAIN-5062 | FH | CROSBY CARDIO SITE IMPROVEMENTS | 2013 | Alina Health | None | None | 73.5384 | PVC | 9.1786 |  | 75 | 0 | 0 | 0 | 0 | 0 | 64 |  | Potable | 1 | 1 | 1 | 1 | 2014-02-24 09:04 | BAXTER\todd.deboer |  | wVLV-1936 | wFIT-2128 |  | {F06D9472-F0FD-4652-B0E0-5E843A4F95CF}
3342 | wMAIN-5063 | FH | CROSBY CARDIO SITE IMPROVEMENTS | 2013 | Alina Health | None | None | 88.5903 | PVC | 9.1789 |  | 75 | 0 | 0 | 0 | 0 | 0 | 64 |  | Potable | 1 | 1 | 1 | 1 | 2014-02-24 09:04 | BAXTER\todd.deboer |  | wFIT-2128 | wFIT-2127 |  | {EE9B446E-AFF1-47AC-8048-B23702325B87}
3343 | wMAIN-5064 | FH | CROSBY CARDIO SITE IMPROVEMENTS | 2013 | Alina Health | None | None | 40 | PVC | 9.1792 |  | 75 | 0 | 0 | 0 | 0 | 0 | 64 |  | Potable | 1 | 1 | 1 | 1 | 2014-02-24 09:04 | BAXTER\todd.deboer |  | wFIT-2127 | wFIT-2129 |  | {35DDB9D0-1D7A-4E90-8090-E2EC0A6BBEDF}
3344 | wMAIN-5065 | FH | CROSBY CARDIO SITE IMPROVEMENTS | 2013 | Alina Health | None | None | 4.9847 | PVC | 9.1795 |  | 75 | 0 | 0 | 0 | 0 | 0 | 64 |  | Potable | 1 | 1 | 1 | 1 | 2014-02-24 09:05 | BAXTER\todd.deboer |  | wFIT-2129 | wVLV-1937 |  | {63A3E30E-4D9C-4181-8EB5-DCCE10D52F68}
3345 | wMAIN-5066 | FH | CROSBY CARDIO SITE IMPROVEMENTS | 2013 | Alina Health | None | None | 4.5 | PVC | 9.1798 |  | 75 | 0 | 0 | 0 | 0 | 0 | 64 |  | Potable | 1 | 1 | 1 | 1 | 2014-02-24 09:05 | BAXTER\todd.deboer |  | wFIT-2129 | wVLV-1938 |  | {B56AFD63-648F-494A-9E18-67C68BA5D155}
3346 | wMAIN-5070 | BH | BERRYWOOD APARTMENTS PHASE 3 | 2013 | Berrywood Apartments | None | None | 9.3041 | PVC | 9.1801 |  | 75 | 0 | 0 | 0 | 0 | 0 | 64 |  | Potable | 1 | 1 | 1 | 1 | 2014-07-14 09:01 | BAXTER\todd.deboer |  | wFIT-2025 | wVLV-1941 |  | {0393DC70-5EEC-44B4-BB28-E08DF3417134}
3347 | wMAIN-5071 | BH | BERRYWOOD APARTMENTS PHASE 3 | 2013 | Berrywood Apartments | None | None | 137.6293 | PVC | 9.1804 |  | 75 | 0 | 0 | 0 | 0 | 0 | 64 |  | Potable | 1 | 1 | 1 | 1 | 2014-07-14 09:01 | BAXTER\todd.deboer |  | wVLV-1941 | wVLV-1940 |  | {89792B16-D9FE-4BC1-8A3F-A4B9E1B18972}
3348 | wMAIN-5072 | DB | 1993 COUNTRY CLUB ESTATES IMPROVEMENTS | 1993 | Links Ln | Golf Course Dr | None | 4.2114 | PVC | 9.1807 |  | 75 | 0 | 0 | 0 | 0 | 0 | 44 |  | Potable | 1 | 1 | 1 | 1 | 2014-08-07 10:37 | BAXTER\todd.deboer |  | wFIT-1459 | wVLV-1946 |  | {3313F03B-2CB3-4F2E-97B1-74E4442E8F9E}
3349 | wMAIN-5073 | FB |  |  | Clearwater Rd | None | None | 168.5119 | DIP | 9.181 |  | 75 | 0 | 0 | 0 | 0 | 0 | -1949 |  | Potable | 1 | 1 | 4 | 4 | 2015-03-25 13:55 | BAXTER\todd.deboer |  | wFIT-494 | wFIT-495 |  | {D878F837-345E-4471-ABA6-3887F019D287}
3350 | wMAIN-387 | DB | 1977 MUNICIPAL SANITARY SEWER AND WATER SYSTEMS CONSTRUCTION | 1977 | Dellwood Dr | Aldi | Target | 0.27198 | PVC | 9.1813 |  | 75 | 0 | 0 | 0 | 0 | 0 | 28 |  | Potable | 1 | 1 | 1 | 1 | 2011-11-08 15:14 | BAXTER\todd.deboer | 100 | FIT-1021 | FIT-1494 | 1DB33-1DB30 | {C1D8D87F-CDFA-44AA-A857-46200AB535AB}
3351 | wMAIN-5074 | DB | EXCELSIOR ROAD EXTENSION, JACKSON STREET AND FRONTAGE ROAD IMPROVEMENTS | 1993 | Aldi | Dellwood Dr | None | 2.5611 | PVC | 9.1816 |  | 75 | 0 | 0 | 0 | 0 | 0 | 44 |  | Potable | 1 | 1 | 1 | 1 | 2015-07-16 09:59 | BAXTER\todd.deboer | 176 | wFIT-1021 | wVLV-1954 | 1DB33-1DB34 | {094F5ED1-37D5-4FE8-9C3C-63B615B16A14}
3352 | wMAIN-5075 |  | Wildflower Drive and Franklin Drive Improvements | 2014 | Wildflower Dr | Clearwater Rd | None | 567.5514 | PVC | 9.1819 |  | 75 | 0 | 0 | 0 | 0 | 0 | 65 |  | Potable | 1 | 1 | 1 | 1 | 2016-04-25 13:29 | BAXTER\todd.deboer |  | wFIT-493 | wVLV-1957 |  | {944F4CA9-A240-4D4B-AB14-99F6D73414DE}
3353 | wMAIN-5076 |  | Wildflower Drive and Franklin Drive Improvements | 2014 | Wildflower Dr | Clearwater Rd | None | 8.3245 | PVC | 9.1821 |  | 75 | 0 | 0 | 0 | 0 | 0 | 65 |  | Potable | 1 | 1 | 1 | 1 | 2016-04-25 13:32 | BAXTER\todd.deboer |  | wVLV-1957 | wFIT-2131 |  | {05A9E03F-6A19-44B5-963F-905B3FCEA675}
3354 | wMAIN-5079 |  | Wildflower Drive and Franklin Drive Improvements | 2014 | Wildflower Dr | Franklin Dr | None | 3.6324 | PVC | 9.1824 |  | 75 | 0 | 0 | 0 | 0 | 0 | 65 |  | Potable | 1 | 1 | 1 | 1 | 2016-04-25 13:41 | BAXTER\todd.deboer |  | wFIT-2131 | wVLV-1956 |  | {08730B08-8B9D-470C-90CE-AC5FB7FD5C23}
3355 | wMAIN-5080 |  | Wildflower Drive and Franklin Drive Improvements | 2014 | Wildflower Dr | Franklin Dr | None | 345.8835 | PVC | 9.1827 |  | 75 | 0 | 0 | 0 | 0 | 0 | 65 |  | Potable | 1 | 1 | 1 | 1 | 2016-04-25 13:41 | BAXTER\todd.deboer |  | wVLV-1956 | wFIT-2132 |  | {AC19CDDC-0F6B-4139-907E-A723BA36071E}
3356 | wMAIN-5081 |  | Wildflower Drive and Franklin Drive Improvements | 2014 | Wildflower Dr | Franklin Dr | None | 300.8713 | PVC | 9.183 |  | 75 | 0 | 0 | 0 | 0 | 0 | 65 |  | Potable | 1 | 1 | 1 | 1 | 2016-04-25 14:11 | BAXTER\todd.deboer |  | wFIT-2132 | wFIT-2133 |  | {9A1F71A8-6FD7-42CC-84B0-6F9803BD7748}
3357 | wMAIN-5082 |  | Wildflower Drive and Franklin Drive Improvements | 2014 | Wildflower Dr | Franklin Dr | None | 398.7269 | PVC | 9.1833 |  | 75 | 0 | 0 | 0 | 0 | 0 | 65 |  | Potable | 1 | 1 | 1 | 1 | 2016-04-25 14:11 | BAXTER\todd.deboer |  | wFIT-2133 | wVLV-1959 |  | {195B50DB-E577-4927-AF87-99C1E5DB3FF0}
3358 | wMAIN-5083 |  | Wildflower Drive and Franklin Drive Improvements | 2014 | Wildflower Dr | Franklin Dr | None | 3.8092 | PVC | 9.1836 |  | 75 | 0 | 0 | 0 | 0 | 0 | 65 |  | Potable | 1 | 1 | 1 | 1 | 2016-04-25 13:48 | BAXTER\todd.deboer |  | wVLV-1959 | wFIT-2135 |  | {6E629672-0694-4141-9435-C740D9694D44}
3359 | wMAIN-5084 |  | Wildflower Drive and Franklin Drive Improvements | 2014 | Wildflower Dr | Franklin Dr | None | 3.7294 | PVC | 9.1839 |  | 75 | 0 | 0 | 0 | 0 | 0 | 65 |  | Potable | 1 | 1 | 1 | 1 | 2016-04-25 13:41 | BAXTER\todd.deboer |  | wFIT-2135 | wVLV-1961 |  | {F5CFE70E-A4A7-4B1F-A6EB-A13276FC3AB8}
3360 | wMAIN-5085 |  | Wildflower Drive and Franklin Drive Improvements | 2014 | Wildflower Dr | Woida Rd | Franklin Dr | 331.536 | PVC | 9.1842 |  | 75 | 0 | 0 | 0 | 0 | 0 | 65 |  | Potable | 1 | 1 | 1 | 1 | 2016-04-25 14:11 | BAXTER\todd.deboer |  | wVLV-1961 | wFIT-2134 |  | {DF1C9AD4-7ABD-430B-8A06-0BBFE2363F1C}
3361 | wMAIN-5086 |  | Wildflower Drive and Franklin Drive Improvements | 2014 | Wildflower Dr | Woida Rd | Franklin Dr | 534.7762 | PVC | 9.1845 |  | 75 | 0 | 0 | 0 | 0 | 0 | 65 |  | Potable | 1 | 1 | 1 | 1 | 2016-04-25 14:12 | BAXTER\todd.deboer |  | wFIT-2134 | wFIT-2136 |  | {D03B5B84-C9E9-4695-A51E-9D82E22C1411}
3362 | wMAIN-5094 |  | Wildflower Drive and Franklin Drive Improvements | 2014 | Franklin Dr | Woida Rd | Wildflower Dr | 494.0389 | PVC | 9.1848 |  | 75 | 0 | 0 | 0 | 0 | 0 | 65 |  | Potable | 1 | 1 | 1 | 1 | 2016-04-25 15:01 | BAXTER\todd.deboer |  | wVLV-1960 | wFIT-2137 |  | {AD5E1307-3EBB-4AAA-8F7D-C9874AE78E02}
3363 | wMAIN-5095 |  | Wildflower Drive and Franklin Drive Improvements | 2014 | Franklin Dr | Woida Rd | Wildflower Dr | 434.4781 | PVC | 9.1851 |  | 75 | 0 | 0 | 0 | 0 | 0 | 65 |  | Potable | 1 | 1 | 1 | 1 | 2016-04-25 15:00 | BAXTER\todd.deboer |  | wFIT-2137 | wFIT-2138 |  | {B61F9DE1-09BF-4485-BB76-10FD2CCD7F7D}
3364 | wMAIN-5096 |  | Wildflower Drive and Franklin Drive Improvements | 2014 | Franklin Dr | Woida Rd | Wildflower Dr | 437.8165 | PVC | 9.1854 |  | 75 | 0 | 0 | 0 | 0 | 0 | 65 |  | Potable | 1 | 1 | 1 | 1 | 2016-04-25 14:59 | BAXTER\todd.deboer |  | wFIT-2138 | wVLV-1965 |  | {87F81B3E-1BF1-4934-B4AD-09918ECCB2D6}
3365 | wMAIN-5100 |  | Wildflower Drive and Franklin Drive Improvements | 2014 | Franklin Dr | Woida Rd | Wildflower Dr | 2.6838 | PVC | 9.1857 |  | 75 | 0 | 0 | 0 | 0 | 0 | 65 |  | Potable | 1 | 1 | 1 | 1 | 2016-04-25 14:54 | BAXTER\todd.deboer |  |  | wHYD-866 |  | {212CB521-7224-4151-9180-04E6146DD43C}
3366 | wMAIN-5105 |  | Woida Rd Improvements | 2014 | Inglewood Dr | Meadow Ct | Woida Rd | 6.8549 | PVC | 9.186 |  | 75 | 0 | 0 | 0 | 0 | 0 | 65 |  | Potable | 1 | 1 | 1 | 1 | 2016-06-08 14:43 | BAXTER\todd.deboer |  | wFIT-487 | wVLV-1972 |  | {9B300361-28F0-47FB-A8D0-510D3E12107C}
3367 | wMAIN-5106 |  | Woida Rd Improvements | 2014 | Inglewood Dr | Meadow Ct | Woida Rd | 42.7993 | PVC | 9.1863 |  | 75 | 0 | 0 | 0 | 0 | 0 | 65 |  | Potable | 1 | 1 | 1 | 1 | 2016-06-08 14:43 | BAXTER\todd.deboer |  | wVLV-1972 |  |  | {8A2F3123-7202-49E7-B7FB-D0CC9A8F75EC}
3368 | wMAIN-5111 |  | Woida Rd Improvements | 2014 | Woida Rd | Inglewood Dr | Jadewood Dr | 224.5261 | PVC | 9.1866 |  | 75 | 0 | 0 | 0 | 0 | 0 | 65 |  | Potable | 1 | 1 | 1 | 1 | 2016-06-08 15:00 | BAXTER\todd.deboer |  | wFIT-2141 | wVLV-1973 |  | {DC3DFF65-D087-4143-A31C-08B696262B02}
3369 | wMAIN-5112 |  | Woida Rd Improvements | 2014 | Woida Rd | Inglewood Dr | Jadewood Dr | 7.0983 | PVC | 9.1869 |  | 75 | 0 | 0 | 0 | 0 | 0 | 65 |  | Potable | 1 | 1 | 1 | 1 | 2016-06-08 14:59 | BAXTER\todd.deboer |  | wVLV-1973 | wFIT-486 |  | {FA9AADEE-435F-47F5-A0DA-C72DAE5B0E3D}
3370 | wMAIN-5113 |  | 1997 WOIDA ROAD WATERMAIN IMPROVEMENTS | 1998 | Woida Rd | Holly Dr | Hemlock Dr | 19.3598 | PVC | 9.1872 |  | 75 | 0 | 0 | 0 | 0 | 0 | 49 |  | Potable | 1 | 1 | 1 | 1 | 2016-06-09 07:59 | BAXTER\todd.deboer | 305 | wFIT-2143 | wFIT-1784 |  | {E0A3D5E3-EDCA-4DE0-B7CC-EE40A7526A8F}
3371 | wMAIN-5114 |  | Woida Rd Improvements | 2014 | Woida Rd | Hemlock Dr | Garland Dr | 72.7499 | PVC | 9.1875 |  | 75 | 0 | 0 | 0 | 0 | 0 | 65 |  | Potable | 1 | 1 | 1 | 1 | 2016-06-09 08:15 | BAXTER\todd.deboer |  | wFIT-2144 | wVLV-1975 |  | {3905040E-FE7A-4DF0-8F5C-CA6CFD15C1CB}
3372 | wMAIN-5115 |  | Woida Rd Improvements | 2014 | Woida Rd | Hemlock Dr | Garland Dr | 1.2499 | PVC | 9.1878 |  | 75 | 0 | 0 | 0 | 0 | 0 | 65 |  | Potable | 1 | 1 | 1 | 1 | 2016-06-09 08:15 | BAXTER\todd.deboer |  | wVLV-1975 | wFIT-2143 |  | {56C636AC-DDA6-423A-B443-D5B0D85D28BC}
3373 | wMAIN-3879 | HA | 1997 WIODA ROAD WATERMAIN IMPROVEMENTS | 1998 | Woida Rd | Hemlock Dr | Garland Dr | 107.7168 | PVC | 9.1881 |  | 75 | 0 | 0 | 0 | 0 | 0 | 49 |  | Potable | 1 | 1 | 1 | 1 | 2016-06-09 08:49 | BAXTER\todd.deboer | 305 |  | wFIT-2145 | 1GA04-1GA07 | {0D459BC6-2D35-43C5-9A92-D6359B5B3339}
3374 | wMAIN-5116 |  | 1997 WOIDA RD IMPROVEMENTS | 1998 | Woida Rd | Hemlock Dr | Garland Dr | 265.2736 | PVC | 9.1884 |  | 75 | 0 | 0 | 0 | 0 | 0 | 49 |  | Potable | 1 | 1 | 1 | 1 | 2016-06-09 08:23 | BAXTER\todd.deboer |  | wFIT-1473 | wVLV-1977 |  | {9DA1AFF3-C09B-498E-AC20-4B2A4426D178}
3375 | wMAIN-5117 |  | 1997 WOIDA RD IMPROVEMENTS | 1998 | Woida Rd | Hemlock Dr | Garland Dr | 87.0909 | PVC | 9.1887 |  | 75 | 0 | 0 | 0 | 0 | 0 | 49 |  | Potable | 1 | 1 | 1 | 1 | 2016-06-09 08:23 | BAXTER\todd.deboer |  | wVLV-1977 | wFIT-2145 |  | {41C9F42D-12E3-4D2F-B9BF-156BD7BDBE09}
3376 | wMAIN-5118 |  | 1997 WOIDA RD IMPROVEMENTS | 1998 | Woida Rd | Hemlock Dr | Garland Dr | 6.7325 | PVC | 9.1889 |  | 75 | 0 | 0 | 0 | 0 | 0 | 49 |  | Potable | 1 | 1 | 1 | 1 | 2016-06-09 08:50 | BAXTER\todd.deboer |  | wFIT-2147 | wFIT-1474 |  | {5F63E9FF-C4C4-4749-B9AD-210CD35B792A}
3377 | wMAIN-5119 |  | Woida Rd Improvements | 2014 | Woida Rd | Hemlock Dr | Garland Dr | 1.4251 | PVC | 9.1892 |  | 75 | 0 | 0 | 0 | 0 | 0 | 65 |  | Potable | 1 | 1 | 1 | 1 | 2016-06-09 08:51 | BAXTER\todd.deboer |  | wFIT-2147 |  |  | {528AE9A8-4E54-457A-8FF5-EED1093E793F}
3378 | wMAIN-5120 |  | Woida Rd Improvements | 2014 | Woida Rd | Hemlock Dr | Garland Dr | 66.736 | PVC | 9.1895 |  | 75 | 0 | 0 | 0 | 0 | 0 | 65 |  | Potable | 1 | 1 | 1 | 1 | 2016-06-09 08:52 | BAXTER\todd.deboer |  | wVLV-1980 | wFIT-2148 |  | {1CA328E2-67D8-4850-A2EC-93C3EE17514B}
3379 | wMAIN-3882 | GA | 1997 WIODA ROAD WATERMAIN IMPROVEMENTS | 1998 | Woida Rd | Hemlock Dr | Garland Dr | 110.1796 | PVC | 9.1898 |  | 75 | 0 | 0 | 0 | 0 | 0 | 49 |  | Potable | 1 | 1 | 1 | 1 | 2016-06-09 09:04 | BAXTER\todd.deboer | 305 |  | wFIT-2149 | 1GA01-1GA04 | {4A12754D-1708-4389-BF8F-3D27ED7B34DC}
3380 | wMAIN-5121 |  | Woida Rd Improvements | 2014 | Woida Rd | Hemlock Dr | Garland Dr | 3.8214 | PVC | 9.1901 |  | 75 | 0 | 0 | 0 | 0 | 0 | 65 |  | Potable | 1 | 1 | 1 | 1 | 2016-06-09 09:01 | BAXTER\todd.deboer |  | wFIT-2149 | wVLV-1981 |  | {E225F8F2-4ADE-4F4D-A548-4482EDA126E2}
3381 | wMAIN-5122 |  | Woida Rd Improvements | 2014 | Woida Rd | Hemlock Dr | Garland Dr | 39.6192 | PVC | 9.1904 |  | 75 | 0 | 0 | 0 | 0 | 0 | 65 |  | Potable | 1 | 1 | 1 | 1 | 2016-06-09 09:01 | BAXTER\todd.deboer |  | wVLV-1981 | wFIT-2150 |  | {096F75B0-83DC-475A-A6B8-79AF13AA203B}
3382 | wMAIN-5123 |  | Woida Rd Improvements | 2014 | Woida Rd | Hemlock Dr | Garland Dr | 2.6339 | PVC | 9.1907 |  | 75 | 0 | 0 | 0 | 0 | 0 | 65 |  | Potable | 1 | 1 | 1 | 1 | 2016-06-09 09:04 | BAXTER\todd.deboer |  | wFIT-2151 | wVLV-1969 |  | {DCD6C78A-6AE2-4ACF-9FBC-577AF3949CDE}
3383 | wMAIN-5124 |  | 1997 WOIDA RD IMPROVEMENTS | 1998 | Woida Rd | Garland Dr | Franklin Dr | 21.3048 | PVC | 9.191 |  | 75 | 0 | 0 | 0 | 0 | 0 | 49 |  | Potable | 1 | 1 | 1 | 1 | 2016-06-09 09:07 | BAXTER\todd.deboer |  | wFIT-2151 | wFIT-1475 |  | {93B5DBA2-9B2D-4207-9E65-43999FE6B30B}
3384 | wMAIN-5125 |  | Woida Rd Improvements | 2014 | Wildflower Dr | Woida Rd | None | 2.39 | PVC | 9.1913 |  | 75 | 0 | 0 | 0 | 0 | 0 | 65 |  | Potable | 1 | 1 | 1 | 1 | 2016-06-09 09:15 | BAXTER\todd.deboer |  | wFIT-2153 | wVLV-1982 |  | {3DB07758-52DA-4C60-BFC9-23EF10B05CE8}
3385 | wMAIN-5126 |  | Woida Rd Improvements | 2014 | Wildflower Dr | Woida Rd | None | 59.9988 | PVC | 9.1916 |  | 75 | 0 | 0 | 0 | 0 | 0 | 65 |  | Potable | 1 | 1 | 1 | 1 | 2016-06-09 09:15 | BAXTER\todd.deboer |  | wVLV-1982 | wFIT-2152 |  | {64B0D88E-81FE-44A0-9A12-492812673AC2}
3386 | wMAIN-5127 |  | 1997 WOIDA RD IMPROVEMENTS | 1998 | Woida Rd | WIldflower Dr | Lynwood Dr | 14.03 | PVC | 9.1919 |  | 75 | 0 | 0 | 0 | 0 | 0 | 49 |  | Potable | 1 | 1 | 1 | 1 | 2016-06-09 09:16 | BAXTER\todd.deboer |  | wFIT-2153 | wFIT-1480 |  | {CE76C70F-7F23-4CE8-B800-B7C03A717DA1}
3387 | wMAIN-4472 | BD | 1977 MUNICIPAL SANITARY SEWER AND WATER SYSTEMS CONSTRUCTION | 1977 | Excelsior Rd | Cypress Dr | Fairview Rd | 32.5849 | PVC | 9.1922 |  | 75 | 0 | 0 | 0 | 0 | 0 | 28 |  | Potable | 1 | 1 | 1 | 1 | 2011-11-08 15:18 | BAXTER\todd.deboer | 100 | V-390 | FIT-1516 | 1CD13-1BD01 | {108DFA14-39E9-46BF-B593-16931E0F5F45}
3388 | wMAIN-4472 | BD | 1977 MUNICIPAL SANITARY SEWER AND WATER SYSTEMS CONSTRUCTION | 1977 | Excelsior Rd | Cypress Dr | Fairview Rd | 6.388 | PVC | 9.1925 |  | 75 | 0 | 0 | 0 | 0 | 0 | 28 |  | Potable | 1 | 1 | 1 | 1 | 2011-11-08 15:18 | BAXTER\todd.deboer | 100 | V-390 | FIT-1516 | 1CD13-1BD01 | {526D0AA6-D97D-4E36-8672-17E0366A0A55}
3389 | wMAIN-5128 |  | NORTHERN LAKES SENIOR LIVING SITE IMPROVEMENTS | 2015 | Northern Lakes Senior Living | None | None | 12.864 | PVC | 9.1928 |  | 75 | 0 | 0 | 0 | 0 | 0 | 66 |  | Potable | 1 | 1 | 1 | 1 | 2016-11-23 08:58 | BAXTER\todd.deboer |  | wFIT-1509 | wVLV-1983 |  | {772B8E9A-5ED1-4F80-B6AD-7B832691D9F3}
3390 | wMAIN-5129 |  | NORTHERN LAKES SENIOR LIVING SITE IMPROVEMENTS | 2015 | Northern Lakes Senior Living | None | None | 196.65 | PVC | 9.1931 |  | 75 | 0 | 0 | 0 | 0 | 0 | 66 |  | Potable | 1 | 1 | 1 | 1 | 2016-11-23 08:51 | BAXTER\todd.deboer |  | wVLV-1983 |  |  | {401298F0-2A95-4AE1-A93B-A6FCF13AE5FF}
3391 | wMAIN-5130 |  | NORTHERN LAKES SENIOR LIVING SITE IMPROVEMENTS | 2015 | Northern Lakes Senior Living | None | None | 106.4351 | PVC | 9.1934 |  | 75 | 0 | 0 | 0 | 0 | 0 | 66 |  | Potable | 1 | 1 | 1 | 1 | 2016-11-23 08:53 | BAXTER\todd.deboer |  | wFIT-2156 | wFIT-2157 |  | {3ED68E61-BC7B-4E90-8682-DBB766E7E65A}
3392 | wMAIN-5131 |  | NORTHERN LAKES SENIOR LIVING SITE IMPROVEMENTS | 2015 | Northern Lakes Senior Living | None | None | 3.7357 | PVC | 9.1937 |  | 75 | 0 | 0 | 0 | 0 | 0 | 66 |  | Potable | 1 | 1 | 1 | 1 | 2016-11-23 08:53 | BAXTER\todd.deboer |  | wFIT-2157 | wVLV-1984 |  | {7314854D-DC4B-4FB8-855F-B5D4406EC9C4}
3393 | wMAIN-5132 |  | NORTHERN LAKES SENIOR LIVING SITE IMPROVEMENTS | 2015 | Northern Lakes Senior Living | None | None | 56.5569 | PVC | 9.194 |  | 75 | 0 | 0 | 0 | 0 | 0 | 66 |  | Potable | 1 | 1 | 1 | 1 | 2016-11-23 08:53 | BAXTER\todd.deboer |  | wVLV-1984 | wFIT-2158 |  | {6ACD0297-5D84-4CE2-99C4-84248C6092C5}
3394 | wMAIN-5134 |  | NORTHERN LAKES SENIOR LIVING SITE IMPROVEMENTS | 2015 | Northern Lakes Senior Living | None | None | 13.4297 | PVC | 9.1943 |  | 75 | 0 | 0 | 0 | 0 | 0 | 66 |  | Potable | 1 | 1 | 1 | 1 | 2016-11-23 08:54 | BAXTER\todd.deboer |  | wFIT-2157 | wVLV-1985 |  | {C5623E01-629A-4235-BC20-8C3A92B83B4C}
3395 | wMAIN-5135 |  | NORTHERN LAKES SENIOR LIVING SITE IMPROVEMENTS | 2015 | Northern Lakes Senior Living | None | None | 81.5087 | PVC | 9.1946 |  | 75 | 0 | 0 | 0 | 0 | 0 | 66 |  | Potable | 1 | 1 | 1 | 1 | 2016-11-23 14:32 | BAXTER\todd.deboer |  | wVLV-1985 | wFIT-2159 |  | {6A695AA0-ED51-42F4-B9A7-46EC69783A03}
3396 | wMAIN-5137 |  | NORTHERN LAKES SENIOR LIVING SITE IMPROVEMENTS | 2015 | Northern Lakes Senior Living | None | None | 23.1623 | PVC | 9.1949 |  | 75 | 0 | 0 | 0 | 0 | 0 | 66 |  | Potable | 1 | 1 | 1 | 1 | 2016-11-23 14:32 | BAXTER\todd.deboer |  | wFIT-2159 | wFIT-2160 |  | {86CA75EB-C20D-4983-9B79-CF117968C103}
3397 | wMAIN-5140 |  | NORTHERN LAKES SENIOR LIVING SITE IMPROVEMENTS | 2015 | Northern Lakes Senior Living | None | None | 4.7995 | PVC | 9.1952 |  | 75 | 0 | 0 | 0 | 0 | 0 | 66 |  | Potable | 1 | 1 | 1 | 1 | 2016-11-23 08:57 | BAXTER\todd.deboer |  | wFIT-2156 | wVLV-1989 |  | {40987EC0-BF12-4E3D-8864-07AF5D7DB38D}
3398 | wMAIN-5141 |  | NORTHERN LAKES SENIOR LIVING SITE IMPROVEMENTS | 2015 | Northern Lakes Senior Living | None | None | 40.7863 | PVC | 9.1955 |  | 75 | 0 | 0 | 0 | 0 | 0 | 66 |  | Potable | 1 | 1 | 1 | 1 | 2016-11-23 08:57 | BAXTER\todd.deboer |  | wVLV-1989 | wFIT-2161 |  | {FFCF4394-D34B-4600-AEF5-22B6671AA897}
3399 | wMAIN-5142 |  | NORTHERN LAKES SENIOR LIVING SITE IMPROVEMENTS | 2015 | Northern Lakes Senior Living | None | None | 8 | PVC | 9.1957 |  | 75 | 0 | 0 | 0 | 0 | 0 | 66 |  | Potable | 1 | 1 | 1 | 1 | 2016-11-23 08:57 | BAXTER\todd.deboer |  | wFIT-2161 | wFIT-2162 |  | {24E7717F-B5D2-49D2-9F65-F3CAF6912D1D}
3400 | wMAIN-5145 |  | NORTHERN LAKES SENIOR LIVING SITE IMPROVEMENTS | 2015 | Northern Lakes Senior Living | None | None | 7.1672 | PVC | 9.196 |  | 75 | 0 | 0 | 0 | 0 | 0 | 66 |  | Potable | 1 | 1 | 1 | 1 | 2016-11-23 08:59 | BAXTER\todd.deboer |  | wFIT-2158 | wVLV-1987 |  | {5288AE88-DFC5-4090-AF2A-BBC00610C6A1}
3401 | wMAIN-5146 |  | NORTHERN LAKES SENIOR LIVING SITE IMPROVEMENTS | 2015 | Northern Lakes Senior Living | None | None | 13.9296 | PVC | 9.1963 |  | 75 | 0 | 0 | 0 | 0 | 0 | 66 |  | Potable | 1 | 1 | 1 | 1 | 2016-11-23 08:59 | BAXTER\todd.deboer |  | wVLV-1987 | wFIT-2163 |  | {FB311BAA-7846-44F4-8799-961F13C1EC68}
3402 | wMAIN-5147 |  | NORTHERN LAKES SENIOR LIVING SITE IMPROVEMENTS | 2015 | Northern Lakes Senior Living | None | None | 144.2915 | PVC | 9.1966 |  | 75 | 0 | 0 | 0 | 0 | 0 | 66 |  | Potable | 1 | 1 | 1 | 1 | 2016-11-23 09:00 | BAXTER\todd.deboer |  | wFIT-2163 |  |  | {D0D22194-915F-40AE-8081-761C30B511FF}
3403 | wMAIN-5148 |  | NORTHERN LAKES SENIOR LIVING SITE IMPROVEMENTS | 2015 | Northern Lakes Senior Living | None | None | 112.0891 | PVC | 6 |  | 75 | 140 | 15692.4692 | 1569.2469 | 2589.2574 | 19850.9735 | 66 |  | Potable | 1 | 1 | 1 | 1 | 2016-11-23 09:00 | BAXTER\todd.deboer |  | wFIT-2164 | wVLV-1991 |  | {BB44AE7C-C9B7-4069-AE5C-814B92847A68}
3404 | wMAIN-5149 |  | NORTHERN LAKES SENIOR LIVING SITE IMPROVEMENTS | 2015 | Northern Lakes Senior Living | None | None | 4.6756 | PVC | 6 |  | 75 | 140 | 654.5795 | 65.458 | 108.0056 | 828.0431 | 66 |  | Potable | 1 | 1 | 1 | 1 | 2016-11-23 09:00 | BAXTER\todd.deboer |  | wVLV-1991 | wFIT-566 |  | {95B514C8-77D3-4ADE-87BF-D9C094466F80}
3405 | wMAIN-5150 |  | NORTHERN LAKES SENIOR LIVING SITE IMPROVEMENTS | 2015 | Northern Lakes Senior Living | None | None | 36.6427 | PVC | 6 |  | 75 | 140 | 5129.978 | 512.9978 | 846.4464 | 6489.4222 | 66 |  | Potable | 1 | 1 | 1 | 1 | 2016-11-23 12:48 | BAXTER\todd.deboer |  | wFIT-2158 | wFIT-2166 |  | {38B31C7B-AAD5-4969-BC38-DD204EA68329}
3406 | wMAIN-5152 |  | NORTHERN LAKES SENIOR LIVING SITE IMPROVEMENTS | 2015 | Northern Lakes Senior Living | None | None | 15.2099 | PVC | 6 |  | 75 | 140 | 2129.382 | 212.9382 | 351.348 | 2693.6682 | 66 |  | Potable | 1 | 1 | 1 | 1 | 2016-11-23 12:49 | BAXTER\todd.deboer |  | wFIT-2166 | wFIT-2167 |  | {E330AD56-8337-4D64-8D76-1C74072E271D}
3407 | wMAIN-5153 |  | NORTHERN LAKES SENIOR LIVING SITE IMPROVEMENTS | 2015 | Northern Lakes Senior Living | None | None | 40.0294 | PVC | 6 |  | 75 | 140 | 5604.1225 | 560.4122 | 924.6802 | 7089.2149 | 66 |  | Potable | 1 | 1 | 1 | 1 | 2016-11-23 12:50 | BAXTER\todd.deboer |  | wFIT-2167 |  |  | {444CC8F2-D148-4279-90D1-55A486F02640}
3408 | wMAIN-5154 |  | NORTHERN LAKES SENIOR LIVING SITE IMPROVEMENTS | 2015 | Northern Lakes Senior Living | None | None | 10.1246 | DIP | 6 |  | 75 | 140 | 1417.444 | 141.7444 | 233.8783 | 1793.0667 | 66 |  | Potable | 1 | 1 | 1 | 1 | 2016-11-23 12:51 | BAXTER\todd.deboer |  |  |  |  | {37BEA102-7450-4544-BACC-D34621D22331}
3409 | wMAIN-5155 |  | NORTHERN LAKES SENIOR LIVING SITE IMPROVEMENTS | 2015 | Northern Lakes Senior Living | None | None | 112.5465 | PVC | 6 |  | 75 | 140 | 15756.5138 | 1575.6514 | 2599.8248 | 19931.9899 | 66 |  | Potable | 1 | 1 | 1 | 1 | 2016-11-23 12:50 | BAXTER\todd.deboer |  | wFIT-2167 |  |  | {0D273644-7416-4FEE-AB75-BFD472A42517}
3410 | wMAIN-5156 |  | NORTHERN LAKES SENIOR LIVING SITE IMPROVEMENTS | 2015 | Northern Lakes Senior Living | None | None | 25.708 | DIP | 6 |  | 75 | 140 | 3599.12 | 359.912 | 593.8548 | 4552.8868 | 66 |  | Potable | 1 | 1 | 1 | 1 | 2016-11-23 12:51 | BAXTER\todd.deboer |  |  |  |  | {1D3753E7-DBB1-439E-B6A9-7A243090A11D}
3411 | wMAIN-5155 |  | NORTHERN LAKES SENIOR LIVING SITE IMPROVEMENTS | 2015 | Northern Lakes Senior Living | None | None | 34.2508 | PVC | 6 |  | 75 | 140 | 4795.112 | 479.5112 | 791.1935 | 6065.8167 | 66 |  | Potable | 1 | 1 | 1 | 1 | 2016-11-23 12:50 | BAXTER\todd.deboer |  | wFIT-2167 |  |  | {B5364084-1621-4FEE-9D08-41DF78253AC2}
3412 | wMAIN-5160 |  | ALDI SITE IMPROVEMENTS | 2015 | Aldi | None | None | 333.6131 | PVC | 12 |  | 75 | 200 | 66722.6259 | 6672.2626 | 11009.2333 | 84404.1218 | 66 |  | Potable | 1 | 1 | 1 | 1 | 2016-11-28 15:56 | BAXTER\todd.deboer |  | wVLV-1995 |  |  | {58591BE8-601B-4167-A312-4F8869E4CBC5}
3413 | wMAIN-5161 |  | Dondelinger Site Improvements - PLANS not ASBUILTS | 2013 | Dondelinger Automotive | None | None | 134.0347 | PVC | 12 |  | 75 | 200 | 26806.9314 | 2680.6931 | 4423.1437 | 33910.7682 | 64 |  | Potable | 1 | 1 | 1 | 1 | 2016-12-05 15:48 | BAXTER\todd.deboer |  | wFIT-2174 | wFIT-726 |  | {81AB487C-243C-49A1-B49B-3A381A622D2F}
3414 | wMAIN-5165 |  | Dondelinger Site Improvements - PLANS not ASBUILTS | 2013 | Dondelinger Automotive | None | None | 4.6121 | PVC | 12 |  | 75 | 200 | 922.417 | 92.2417 | 152.1988 | 1166.8575 | 64 |  | Potable | 1 | 1 | 1 | 1 | 2016-12-05 15:40 | BAXTER\todd.deboer |  | wVLV-2001 | wFIT-2170 |  | {89F3C555-BD15-46D7-AAA1-D277F7A876E0}
3415 | wMAIN-5166 |  | Dondelinger Site Improvements - PLANS not ASBUILTS | 2013 | Dondelinger Automotive | None | None | 5.7195 | PVC | 12 |  | 75 | 200 | 1143.9058 | 114.3906 | 188.7445 | 1447.0408 | 64 |  | Potable | 1 | 1 | 1 | 1 | 2016-12-05 15:40 | BAXTER\todd.deboer |  | wFIT-2170 | wVLV-2000 |  | {32C1DBC9-B449-4105-8164-13BED02C5A54}
3416 | wMAIN-5167 |  | Dondelinger Site Improvements - PLANS not ASBUILTS | 2013 | Dondelinger Automotive | None | None | 93.692 | PVC | 12 |  | 75 | 200 | 18738.4041 | 1873.8404 | 3091.8367 | 23704.0812 | 64 |  | Potable | 1 | 1 | 1 | 1 | 2016-12-05 15:41 | BAXTER\todd.deboer |  | wVLV-2000 | wFIT-2169 |  | {0183D5F3-5BD6-48E7-99A0-126A310AB9D3}
3417 | wMAIN-5171 |  | Dondelinger Site Improvements - PLANS not ASBUILTS | 2013 | Dondelinger Automotive | None | None | 30.699 | PVC | 12 |  | 75 | 200 | 6139.8098 | 613.981 | 1013.0686 | 7766.8595 | 64 |  | Potable | 1 | 1 | 1 | 1 | 2016-12-05 15:43 | BAXTER\todd.deboer |  | wFIT-2171 | wVLV-2001 |  | {BD575287-6F5E-4351-B44E-8153E09CC467}
3418 | wMAIN-5172 |  | Dondelinger Site Improvements - PLANS not ASBUILTS | 2013 | Dondelinger Automotive | None | None | 86.8544 | PVC | 12 |  | 75 | 200 | 17370.8721 | 1737.0872 | 2866.1939 | 21974.1531 | 64 |  | Potable | 1 | 1 | 1 | 1 | 2016-12-05 15:44 | BAXTER\todd.deboer |  | wFIT-2170 | wFIT-2172 |  | {FE7D8458-97E4-49B6-8EFE-03FF5B8B0E2F}
3419 | wMAIN-5173 |  | Dondelinger Site Improvements - PLANS not ASBUILTS | 2013 | Dondelinger Automotive | None | None | 248.5223 | PVC | 12 |  | 75 | 200 | 49704.4685 | 4970.4469 | 8201.2373 | 62876.1527 | 64 |  | Potable | 1 | 1 | 1 | 1 | 2016-12-05 15:44 | BAXTER\todd.deboer |  | wFIT-2172 | wFIT-463 |  | {A59B58B5-97E0-4593-BEA7-F5C213F3308B}
3420 | wMAIN-5174 |  | Dondelinger Site Improvements - PLANS not ASBUILTS | 2013 | Dondelinger Automotive | None | None | 3.4461 | PVC | 12 |  | 75 | 200 | 689.2156 | 68.9216 | 113.7206 | 871.8578 | 64 |  | Potable | 1 | 1 | 1 | 1 | 2016-12-05 15:44 | BAXTER\todd.deboer |  | wFIT-2172 | wVLV-2003 |  | {CEDCE976-01A3-491A-B375-B739EE1267E6}
3421 | wMAIN-5175 |  | Dondelinger Site Improvements - PLANS not ASBUILTS | 2013 | Dondelinger Automotive | None | None | 49.4987 | PVC | 12 |  | 75 | 200 | 9899.7341 | 989.9734 | 1633.4561 | 12523.1637 | 64 |  | Potable | 1 | 1 | 1 | 1 | 2016-12-05 15:45 | BAXTER\todd.deboer |  | wVLV-2003 |  |  | {1D96BDA0-B337-401F-99E9-29AD1A85982A}
3422 | wMAIN-5176 |  | Sprucewood Townhomes Site Improvements | 2014 | Grand Oaks Dr | Clearwater Rd | Grand Oaks Apartments | 17.6544 | PVC | 8 |  | 75 | 160 | 2824.699 | 282.4699 | 466.0753 | 3573.2443 | 65 |  | Potable | 1 | 1 | 1 | 1 | 2017-02-01 10:17 | BAXTER\todd.deboer |  | wFIT-503 | wFIT-2176 |  | {2A93D556-6F6D-4AA5-BB21-E56C8B60C3B8}
3423 | wMAIN-5179 |  | Sprucewood Townhomes Site Improvements | 2014 | Grand Oaks Dr | Clearwater Rd | Grand Oaks Apartments | 21.0049 | PVC | 6 |  | 75 | 140 | 2940.6886 | 294.0689 | 485.2136 | 3719.9711 | 65 |  | Potable | 1 | 1 | 1 | 1 | 2017-02-01 09:08 | BAXTER\todd.deboer |  | wFIT-2178 | wCS-2901 |  | {6AA78DD5-72F9-493D-A203-DA4C69A5DC36}
3424 | wMAIN-5180 |  | Sprucewood Townhomes Site Improvements | 2014 | Grand Oaks Dr | Clearwater Rd | Firewood Dr | 13.2224 | PVC | 8 |  | 75 | 160 | 2115.5772 | 211.5577 | 349.0702 | 2676.2052 | 65 |  | Potable | 1 | 1 | 1 | 1 | 2017-02-01 09:08 | BAXTER\todd.deboer |  | wFIT-2178 | wFIT-2177 |  | {E1274F66-69EB-4D20-8EFA-C7C2700D87A0}
3425 | wMAIN-5181 |  | Sprucewood Townhomes Site Improvements | 2014 | Grand Oaks Dr | Clearwater Rd | Grand Oaks Apartments | 121.6246 | PVC | 8 |  | 75 | 160 | 19459.937 | 1945.9937 | 3210.8896 | 24616.8203 | 65 |  | Potable | 1 | 1 | 1 | 1 | 2017-02-01 09:08 | BAXTER\todd.deboer |  | wFIT-2179 | wFIT-2177 |  | {8B1B61BC-0AF1-448C-BE5C-ACC831573DF5}
3426 | wMAIN-5182 |  | Sprucewood Townhomes Site Improvements | 2014 | Grand Oaks Dr | Clearwater Rd | Grand Oaks Apartments | 27.0613 | PVC | 6 |  | 75 | 140 | 3788.581 | 378.8581 | 625.1159 | 4792.555 | 65 |  | Potable | 1 | 1 | 1 | 1 | 2017-02-01 09:10 | BAXTER\todd.deboer |  | wFIT-2179 | wCS-2903 |  | {95043045-3ABC-4B00-A69C-4B2719E2C10D}
3427 | wMAIN-5183 |  | Sprucewood Townhomes Site Improvements | 2014 | Grand Oaks Dr | Clearwater Rd | Grand Oaks Apartments | 81.9781 | PVC | 8 |  | 75 | 160 | 13116.5038 | 1311.6504 | 2164.2231 | 16592.3773 | 65 |  | Potable | 1 | 1 | 1 | 1 | 2017-02-01 09:10 | BAXTER\todd.deboer |  | wFIT-2179 | wFIT-2176 |  | {13B2CBCF-4B83-4E5B-A9AC-18A3CD41ABB0}
3428 | wMAIN-5185 |  | Sprucewood Townhomes Site Improvements | 2014 | Grand Oaks Dr | Clearwater Rd | Grand Oaks Apartments | 80.5002 | PVC | 8 |  | 75 | 160 | 12880.0264 | 1288.0026 | 2125.2044 | 16293.2334 | 65 |  | Potable | 1 | 1 | 1 | 1 | 2017-02-01 09:48 | BAXTER\todd.deboer |  | wFIT-2180 | wFIT-2176 |  | {FC36C245-C307-4ACC-BF1C-DEDE2853B814}
3429 | wMAIN-5186 |  | Sprucewood Townhomes Site Improvements | 2014 | Grand Oaks Dr | Clearwater Rd | Grand Oaks Apartments | 32.2793 | PVC | 6 |  | 75 | 140 | 4519.1054 | 451.9105 | 745.6524 | 5716.6683 | 65 |  | Potable | 1 | 1 | 1 | 1 | 2017-02-01 09:49 | BAXTER\todd.deboer |  | wFIT-2180 | wCS-2904 |  | {BB04F8C5-0AE2-4A3D-AAB0-BB3619912664}
3430 | wMAIN-5187 |  | Isle Drive Extension - Municipal Project | 2015 | Water Treatment Plant | None | None | 486.2675 | PVC | 18 |  | 75 | 350 | 170193.6256 | 17019.3626 | 28081.9482 | 215294.9364 | 66 |  | Potable | 1 | 1 | 1 | 1 | 2017-06-05 09:17 | BAXTER\todd.deboer |  | wFIT-2086 |  |  | {04659C73-58D4-4282-AE8C-21AF83A496EC}
3431 | wMAIN-5190 |  | Isle Drive Extension - Municipal Project | 2015 | Jasperwood Drive | None | None | 505.8197 | PVC | 18 |  | 75 | 350 | 177036.9048 | 17703.6905 | 29211.0893 | 223951.6845 | 66 |  | Potable | 1 | 1 | 1 | 1 | 2017-06-05 09:23 | BAXTER\todd.deboer |  | wFIT-2181 |  |  | {D8C57B9A-E325-4A54-BF95-E1811D576016}
3432 | wMAIN-5191 |  | Isle Drive Extension - Municipal Project | 2015 | Baxter Elementary | None | None | 1.7795 | PVC | 8 |  | 75 | 160 | 284.7241 | 28.4724 | 46.9795 | 360.176 | 66 |  | Potable | 1 | 1 | 1 | 1 | 2021-04-19 13:51 | BAXTER\tdeboer |  | wFIT-2182 | wVLV-2011 |  | {E74620B6-83FF-4DC7-80DF-F59C6AAF466B}
3433 | wMAIN-5192 |  | Isle Drive Extension - Municipal Project | 2015 | Baxter Elementary | None | None | 47.4308 | PVC | 8 |  | 75 | 160 | 7588.9315 | 758.8931 | 1252.1737 | 9599.9983 | 66 |  | Potable | 1 | 1 | 1 | 1 | 2021-04-19 13:51 | BAXTER\tdeboer |  | wVLV-2011 | wFIT-2183 |  | {E992B860-71E0-4E3B-BA05-F6F417F3F2BC}
3434 | wMAIN-5195 |  | Isle Drive Extension - Municipal Project | 2015 | Jasperwood Drive | None | None | 6.4203 | PVC | 8 |  | 75 | 160 | 1027.2405 | 102.7241 | 169.4947 | 1299.4593 | 66 |  | Potable | 1 | 1 | 1 | 1 | 2021-04-19 13:57 | BAXTER\tdeboer |  | wFIT-2184 | wVLV-2013 |  | {DC593898-FD71-413A-8E14-5A668B8C44A4}
3435 | wMAIN-5196 |  | Isle Drive Extension - Municipal Project | 2015 | Jasperwood Drive | None | None | 18.5313 | PVC | 8 |  | 75 | 160 | 2965.0131 | 296.5013 | 489.2272 | 3750.7416 | 66 |  | Potable | 1 | 1 | 1 | 1 | 2021-04-19 13:57 | BAXTER\tdeboer |  | wVLV-2013 | wFIT-2185 |  | {5AD050C8-8D99-4ED1-9995-AEB93AF6D5E6}
3436 | wMAIN-5199 |  | Isle Drive Extension - Municipal Project | 2015 | Jasperwood Drive | None | None | 4.7386 | PVC | 18 |  | 75 | 350 | 1658.5071 | 165.8507 | 273.6537 | 2098.0114 | 66 |  | Potable | 1 | 1 | 1 | 1 | 2017-06-05 09:28 | BAXTER\todd.deboer |  | wVLV-2012 | wFIT-2184 |  | {09FC3FC0-20AC-4DF2-B7C3-54DFB0D3158F}
3437 | wMAIN-5200 |  | Isle Drive Extension - Municipal Project | 2015 | Jasperwood Drive | None | None | 409.8122 | PVC | 18 |  | 75 | 350 | 143434.2573 | 14343.4257 | 23666.6525 | 181444.3355 | 66 |  | Potable | 1 | 1 | 1 | 1 | 2021-04-19 14:11 | BAXTER\tdeboer |  | wVLV-2012 | wFIT-2418 |  | {E1B3AD4C-8F69-47B5-A77F-44212D1C536C}
3438 | wMAIN-5201 |  | Isle Drive Extension - Municipal Project | 2015 | Jasperwood Drive | None | None | 3.452 | PVC | 8 |  | 75 | 160 | 552.3162 | 55.2316 | 91.1322 | 698.6799 | 66 |  | Potable | 1 | 1 | 1 | 1 | 2021-04-19 14:01 | BAXTER\tdeboer |  | wFIT-2186 | wVLV-2015 |  | {43536278-41D8-4F18-BAED-201918CE33F7}
3439 | wMAIN-5202 |  | Isle Drive Extension - Municipal Project | 2015 | Jasperwood Drive | None | None | 22.2642 | PVC | 8 |  | 75 | 160 | 3562.2709 | 356.2271 | 587.7747 | 4506.2727 | 66 |  | Potable | 1 | 1 | 1 | 1 | 2021-04-19 14:01 | BAXTER\tdeboer |  | wVLV-2015 | wFIT-2187 |  | {97BA4A51-1CAE-440B-8B1B-009C1AF45EB9}
3440 | wMAIN-5205 |  | Isle Drive Extension - Municipal Project | 2015 | Jasperwood Drive | None | None | 403.3135 | PVC | 18 |  | 75 | 350 | 141159.7146 | 14115.9715 | 23291.3529 | 178567.039 | 66 |  | Potable | 1 | 1 | 1 | 1 | 2017-06-06 08:12 | BAXTER\todd.deboer |  | wFIT-2184 | wFIT-2186 |  | {554749D6-4DC3-4098-832C-2BCE509AD791}
3441 | wMAIN-5206 |  | Isle Drive Extension - Municipal Project | 2015 | Jasperwood Drive | None | None | 188.4865 | PVC | 18 |  | 75 | 350 | 65970.2698 | 6597.027 | 10885.0945 | 83452.3913 | 66 |  | Potable | 1 | 1 | 1 | 1 | 2021-04-19 14:02 | BAXTER\tdeboer |  | wFIT-2186 | wFIT-2189 |  | {B07EDF3F-DEB7-4B7B-BA73-6F8C7C95053D}
3442 | wMAIN-5207 |  | Isle Drive Extension - Municipal Project | 2015 | Jasperwood Drive | None | None | 131.5132 | PVC | 18 |  | 75 | 350 | 46029.6052 | 4602.9605 | 7594.8849 | 58227.4505 | 66 |  | Potable | 1 | 1 | 1 | 1 | 2021-04-19 14:02 | BAXTER\tdeboer |  | wFIT-2189 | wFIT-2188 |  | {26EC0DEE-2BCC-4893-B882-1A92C2AFFE8D}
3443 | wMAIN-5208 |  | Isle Drive Extension - Municipal Project | 2015 | Jasperwood Drive | None | None | 267.3072 | PVC | 18 |  | 75 | 350 | 93557.515 | 9355.7515 | 15436.99 | 118350.2564 | 66 |  | Potable | 1 | 1 | 1 | 1 | 2021-04-19 14:02 | BAXTER\tdeboer |  | wFIT-2188 | wFIT-2190 |  | {9C9D1A86-8681-4619-9B34-69139BD950E3}
3444 | wMAIN-5210 |  | Isle Drive Extension - Municipal Project | 2015 | Jasperwood Drive | None | None | 2.4121 | PVC | 6 |  | 75 | 140 | 337.7001 | 33.77 | 55.7205 | 427.1907 | 66 |  | Potable | 1 | 1 | 1 | 1 | 2017-06-06 08:03 | BAXTER\todd.deboer |  |  | wHYD-887 |  | {5DF44AF2-961E-4AAF-8C5D-A04B032F9D30}
3445 | wMAIN-5211 |  | Isle Drive Extension - Municipal Project | 2015 | Jasperwood Drive | Ironwood Dr | None | 318.9508 | PVC | 18 |  | 75 | 350 | 111632.7805 | 11163.2781 | 18419.4088 | 141215.4673 | 66 |  | Potable | 1 | 1 | 1 | 1 | 2017-06-06 08:06 | BAXTER\todd.deboer |  | wFIT-2190 | wVLV-2018 |  | {2D313771-15E8-4247-87A7-EFEA3D904BA7}
3446 | wMAIN-5212 |  | Isle Drive Extension - Municipal Project | 2015 | Jasperwood Drive | Ironwood Dr | None | 19.2754 | PVC | 18 |  | 75 | 350 | 6746.3973 | 674.6397 | 1113.1555 | 8534.1925 | 66 |  | Potable | 1 | 1 | 1 | 1 | 2017-06-06 08:06 | BAXTER\todd.deboer |  | wVLV-2018 | wFIT-2191 |  | {6D8C8201-A6A4-48EE-B0EF-71719A65F041}
3447 | wMAIN-5213 |  | Isle Drive Extension - Municipal Project | 2015 | Ironwood Dr | Jasperwood Dr | Highland Senic Rd | 3.5897 | PVC | 18 |  | 75 | 350 | 1256.381 | 125.6381 | 207.3029 | 1589.3219 | 66 |  | Potable | 1 | 1 | 1 | 1 | 2017-06-06 08:06 | BAXTER\todd.deboer |  | wFIT-2191 | wVLV-2019 |  | {B9562441-6FF2-4F80-BB65-D281C8F929F8}
3448 | wMAIN-5214 |  | Isle Drive Extension - Municipal Project | 2015 | North Forestview | Ironwood Dr | None | 14.5171 | PVC | 18 |  | 75 | 350 | 5080.979 | 508.0979 | 838.3615 | 6427.4385 | 66 |  | Potable | 1 | 1 | 1 | 1 | 2017-06-06 08:06 | BAXTER\todd.deboer |  | wFIT-2191 | wVLV-2020 |  | {8B1AE10A-51F2-41EE-864F-E4544F3C1F16}
3449 | wMAIN-5215 |  | Isle Drive Extension - Municipal Project | 2015 | North Forestview | None | None | 27.238 | PVC | 18 |  | 75 | 350 | 9533.3053 | 953.3305 | 1572.9954 | 12059.6312 | 66 |  | Potable | 1 | 1 | 1 | 1 | 2017-06-06 08:09 | BAXTER\todd.deboer |  | wVLV-2020 | wFIT-2194 |  | {A60A79B4-DE22-4ACA-9A1E-2D727E02E9F4}
3450 | wMAIN-5217 |  | Isle Drive Extension - Municipal Project | 2015 | North Forestview | None | None | 26.884 | PVC | 18 |  | 75 | 350 | 9409.4129 | 940.9413 | 1552.5531 | 11902.9073 | 66 |  | Potable | 1 | 1 | 1 | 1 | 2017-06-06 08:09 | BAXTER\todd.deboer |  | wFIT-2194 | wFIT-2193 |  | {725458CE-3411-47ED-83E1-7A5ECFF3BA60}
3451 | wMAIN-5220 |  | Isle Drive Extension - Isle Ct - Utilities | 2015 | Ironwood Dr | Jasperwood Dr | Highland Senic Rd | 207.1312 | PVC | 18 |  | 75 | 350 | 72495.9279 | 7249.5928 | 11961.8281 | 91707.3488 | 66 |  | Potable | 1 | 1 | 1 | 1 | 2017-06-06 08:40 | BAXTER\todd.deboer |  | wVLV-2019 | wFIT-2198 |  | {94F0FB8B-6252-4B36-A579-49BC35125078}
3452 | wMAIN-5221 |  | Isle Drive Extension - Isle Ct - Utilities | 2015 | Ironwood Dr | Jasperwood Dr | Highland Senic Rd | 78.7886 | PVC | 18 |  | 75 | 350 | 27576.012 | 2757.6012 | 4550.042 | 34883.6552 | 66 |  | Potable | 1 | 1 | 1 | 1 | 2017-06-06 08:41 | BAXTER\todd.deboer |  | wFIT-2198 | wFIT-2195 |  | {F0576487-DB87-4ADC-946C-83A78EA56127}
3453 | wMAIN-5222 |  | Isle Drive Extension - Isle Ct - Utilities | 2015 | Ironwood Dr | Jasperwood Dr | Highland Senic Rd | 13.5197 | PVC | 8 |  | 75 | 160 | 2163.1525 | 216.3153 | 356.9202 | 2736.388 | 66 |  | Potable | 1 | 1 | 1 | 1 | 2017-06-06 08:41 | BAXTER\todd.deboer |  | wFIT-2195 | wVLV-2022 |  | {A26386AA-F173-4F17-B7DD-EF32E9BD5759}
3454 | wMAIN-5223 |  | Isle Drive Extension - Isle Ct - Utilities | 2015 | Ironwood Dr | Jasperwood Dr | Highland Senic Rd | 6.6625 | PVC | 8 |  | 75 | 160 | 1066.005 | 106.6005 | 175.8908 | 1348.4964 | 66 |  | Potable | 1 | 1 | 1 | 1 | 2017-06-06 08:41 | BAXTER\todd.deboer |  | wVLV-2022 | wFIT-2196 |  | {B3F93C39-439A-4C21-BEC3-FA03CD9FF947}
3455 | wMAIN-5224 |  | Isle Drive Extension - Isle Ct - Utilities | 2015 | Ironwood Dr | Jasperwood Dr | Highland Senic Rd | 10.9633 | PVC | 8 |  | 75 | 160 | 1754.126 | 175.4126 | 289.4308 | 2218.9694 | 66 |  | Potable | 1 | 1 | 1 | 1 | 2017-06-06 08:41 | BAXTER\todd.deboer |  | wFIT-2196 | wFIT-2197 |  | {21F219FF-CFE4-4614-B735-8CD2DB600289}
3456 | wMAIN-5226 |  | Isle Drive Extension - Isle Ct - Utilities | 2015 | Ironwood Dr | Jasperwood Dr | Highland Senic Rd | 2.7077 | PVC | 6 |  | 75 | 140 | 379.081 | 37.9081 | 62.5484 | 479.5374 | 66 |  | Potable | 1 | 1 | 1 | 1 | 2017-06-06 08:41 | BAXTER\todd.deboer |  |  | wHYD-885 |  | {884A14F3-C8B9-4728-A35A-E81280118E61}
3457 | wMAIN-5227 |  | Isle Drive Extension - Isle Ct - Utilities | 2015 | Ironwood Dr | Jasperwood Dr | Highland Senic Rd | 195.7358 | PVC | 18 |  | 75 | 350 | 68507.5257 | 6850.7526 | 11303.7417 | 86662.02 | 66 |  | Potable | 1 | 1 | 1 | 1 | 2017-06-06 08:43 | BAXTER\todd.deboer |  | wFIT-2199 | wFIT-2195 |  | {F33F5D44-F894-4D7D-A89B-AA500F2D5BFC}
3458 | wMAIN-5228 |  | Isle Drive Extension - Isle Ct - Utilities | 2015 | Ironwood Dr | Jasperwood Dr | Highland Senic Rd | 54.9866 | PVC | 6 |  | 75 | 140 | 7698.1235 | 769.8123 | 1270.1904 | 9738.1262 | 66 |  | Potable | 1 | 1 | 1 | 1 | 2017-06-06 08:44 | BAXTER\todd.deboer |  | wFIT-2199 | wVLV-2024 |  | {57F27585-0419-402F-A27D-F3678F7EF68F}
3459 | wMAIN-5231 |  | Isle Drive Extension - Isle Ct - Utilities | 2015 | Ironwood Dr | Jasperwood Dr | Highland Senic Rd | 37.1996 | PVC | 18 |  | 75 | 350 | 13019.8756 | 1301.9876 | 2148.2795 | 16470.1426 | 66 |  | Potable | 1 | 1 | 1 | 1 | 2017-06-06 08:46 | BAXTER\todd.deboer |  | wFIT-2199 | wFIT-2200 |  | {92A2521B-36F7-4794-8C33-59A94B6C88DB}
3460 | wMAIN-5232 |  | Isle Drive Extension - Isle Ct - Utilities | 2015 | Ironwood Dr | Jasperwood Dr | Highland Senic Rd | 15.1085 | PVC | 8 |  | 75 | 160 | 2417.3559 | 241.7356 | 398.8637 | 3057.9552 | 66 |  | Potable | 1 | 1 | 1 | 1 | 2017-06-06 08:46 | BAXTER\todd.deboer |  | wFIT-2200 | wVLV-2026 |  | {C16FF3E5-8BE9-4740-A8F9-A6FB0C48E19A}
3461 | wMAIN-5234 |  | Isle Drive Extension - Isle Ct - Utilities | 2015 | Ironwood Dr | Jasperwood Dr | Highland Senic Rd | 199.4394 | PVC | 18 |  | 75 | 350 | 69803.8062 | 6980.3806 | 11517.628 | 88301.8149 | 66 |  | Potable | 1 | 1 | 1 | 1 | 2017-06-06 08:49 | BAXTER\todd.deboer |  | wFIT-2200 | wFIT-2201 |  | {B569A132-C678-4215-9E57-FCE6A228DCAF}
3462 | wMAIN-5235 |  | Isle Drive Extension - Isle Ct - Utilities | 2015 | Ironwood Dr | Jasperwood Dr | Highland Senic Rd | 79.3576 | PVC | 18 |  | 75 | 350 | 27775.1744 | 2777.5174 | 4582.9038 | 35135.5956 | 66 |  | Potable | 1 | 1 | 1 | 1 | 2017-06-06 08:49 | BAXTER\todd.deboer |  | wFIT-2201 | wFIT-2202 |  | {11906417-BFDC-4D54-BEF1-865DB5185E4D}
3463 | wMAIN-5236 |  | Isle Drive Extension - Isle Ct - Utilities | 2015 | Ironwood Dr | Jasperwood Dr | Highland Senic Rd | 112.8983 | PVC | 18 |  | 75 | 350 | 39514.4103 | 3951.441 | 6519.8777 | 49985.729 | 66 |  | Potable | 1 | 1 | 1 | 1 | 2017-06-06 08:49 | BAXTER\todd.deboer |  | wFIT-2202 | wFIT-2203 |  | {2575E30B-EFCE-4CD0-AF03-0157EBE92951}
3464 | wMAIN-5237 |  | Isle Drive Extension - Isle Ct - Utilities | 2015 | Highland Senic Rd | Ironwood Dr | Isle Dr | 11.0297 | PVC | 10 |  | 75 | 180 | 1985.3465 | 198.5346 | 327.5822 | 2511.4633 | 66 |  | Potable | 1 | 1 | 1 | 1 | 2017-06-06 08:53 | BAXTER\todd.deboer |  | wFIT-2203 | wVLV-2028 |  | {8E07822E-87F4-4313-B3F7-EC42EAF05F3A}
3465 | wMAIN-5238 |  | Isle Drive Extension - Isle Ct - Utilities | 2015 | Highland Senic Rd | Ironwood Dr | Isle Dr | 77.7083 | PVC | 10 |  | 75 | 180 | 13987.4883 | 1398.7488 | 2307.9356 | 17694.1727 | 66 |  | Potable | 1 | 1 | 1 | 1 | 2017-06-06 08:53 | BAXTER\todd.deboer |  | wVLV-2028 | wFIT-2204 |  | {D1B915D3-6FC6-4424-8E9F-3F00F542FC35}
3466 | wMAIN-5239 |  | Isle Drive Extension - Isle Ct - Utilities | 2015 | Isle Ct | Highland Scenic Rd | None | 24.3732 | PVC | 8 |  | 75 | 160 | 3899.7066 | 389.9707 | 643.4516 | 4933.1288 | 66 |  | Potable | 1 | 1 | 1 | 1 | 2017-06-06 08:53 | BAXTER\todd.deboer |  | wFIT-2204 | wVLV-2029 |  | {1BEB0C7C-9144-4E58-93B3-C2C95E5BC8BA}
3467 | wMAIN-5240 |  | Isle Drive Extension - Isle Ct - Utilities | 2015 | Highland Scenic Rd | Isle Dr | Knollwood Dr | 68.4699 | PVC | 10 |  | 75 | 180 | 12324.5774 | 1232.4577 | 2033.5553 | 15590.5904 | 66 |  | Potable | 1 | 1 | 1 | 1 | 2017-06-06 08:54 | BAXTER\todd.deboer |  | wFIT-2204 | wFIT-6 |  | {CC9DB92D-297A-42AB-B694-80DD2C517196}
3468 | wMAIN-5241 |  | Isle Drive Extension - Isle Ct - Utilities | 2015 | Isle Dr | Highland Senic Rd | Isle Ct | 372.9703 | PVC | 18 |  | 75 | 350 | 130539.61 | 13053.961 | 21539.0356 | 165132.6066 | 66 |  | Potable | 1 | 1 | 1 | 1 | 2017-06-06 08:55 | BAXTER\todd.deboer |  | wFIT-2203 | wFIT-2205 |  | {7D982B1A-C076-4CA5-A234-8AC14F31038E}
3469 | wMAIN-5243 |  | Isle Drive Extension - Isle Ct - Utilities | 2015 | Isle Ct | Highland Senic Rd | Isle Dr | 4.8045 | PVC | 8 |  | 75 | 160 | 768.7142 | 76.8714 | 126.8378 | 972.4235 | 66 |  | Potable | 1 | 1 | 1 | 1 | 2017-06-06 08:58 | BAXTER\todd.deboer |  | wVLV-2032 | wFIT-2207 |  | {71586604-4279-4C4B-A4D3-29DAF77B2FB4}
3470 | wMAIN-5244 |  | Isle Drive Extension - Isle Ct - Utilities | 2015 | Isle Dr | Isle Ct | Essentia Health Urgent Care | 5.5741 | PVC | 18 |  | 75 | 350 | 1950.9468 | 195.0947 | 321.9062 | 2467.9477 | 66 |  | Potable | 1 | 1 | 1 | 1 | 2017-06-06 08:58 | BAXTER\todd.deboer |  | wFIT-2207 | wVLV-2031 |  | {7228C644-B08E-43EC-AC09-D546BE40E518}
3471 | wMAIN-5245 |  | Isle Drive Extension - Isle Ct - Utilities | 2015 | Isle Dr | Isle Ct | Essentia Health Urgent Care | 13.742 | PVC | 18 |  | 75 | 350 | 4809.6852 | 480.9685 | 793.5981 | 6084.2517 | 66 |  | Potable | 1 | 1 | 1 | 1 | 2017-06-06 08:58 | BAXTER\todd.deboer |  | wVLV-2031 | wFIT-2206 |  | {34272B07-49E8-4AA7-BB09-7F4CB79F4061}
3472 | wMAIN-5246 |  | Isle Drive Extension - Isle Ct - Utilities | 2015 | Isle Dr | Highland Senic Rd | Isle Ct | 193.2937 | PVC | 18 |  | 75 | 350 | 67652.7899 | 6765.279 | 11162.7103 | 85580.7792 | 66 |  | Potable | 1 | 1 | 1 | 1 | 2017-06-06 08:59 | BAXTER\todd.deboer |  | wFIT-2206 | wFIT-2205 |  | {8CF30DB0-10DD-4DC1-96B3-369F6DB61F1B}
3473 | wMAIN-5247 |  | Isle Drive Extension - Isle Ct - Utilities | 2015 | Isle Dr | Highland Senic Rd | Isle Ct | 65.9566 | PVC | 8 |  | 75 | 160 | 10553.0634 | 1055.3063 | 1741.2555 | 13349.6252 | 66 |  | Potable | 1 | 1 | 1 | 1 | 2017-06-06 09:01 | BAXTER\todd.deboer |  |  | wFIT-2208 |  | {849122CA-9F6B-4A54-877B-FF2C12B84A91}
3474 | wMAIN-5247 |  | Isle Drive Extension - Isle Ct - Utilities | 2015 | Isle Dr | Isle Ct | Highland Senic Rd | 0.48604 | PVC | 8 |  | 75 | 160 | 77.7666 | 7.7767 | 12.8315 | 98.3747 | 66 |  | Potable | 1 | 1 | 1 | 1 | 2017-06-06 09:01 | BAXTER\todd.deboer |  | wFIT-2206 |  |  | {93A6ACEC-A920-4C23-8B00-309D4AAEAB77}
3475 | wMAIN-5249 |  | Isle Drive Extension - Isle Ct - Utilities | 2015 | Isle Dr | Highland Senic Rd | Isle Ct | 8.5552 | PVC | 8 |  | 75 | 160 | 1368.8377 | 136.8838 | 225.8582 | 1731.5797 | 66 |  | Potable | 1 | 1 | 1 | 1 | 2017-06-06 09:03 | BAXTER\todd.deboer |  | wFIT-2208 | wFIT-2209 |  | {F43643BB-868B-4B16-BECE-094512364535}
3476 | wMAIN-5250 |  | Isle Drive Extension - Isle Ct - Utilities | 2015 | Isle Dr | Isle Ct | Essentia Health Urgent Care | 13.3443 | PVC | 18 |  | 75 | 350 | 4670.4876 | 467.0488 | 770.6305 | 5908.1668 | 66 |  | Potable | 1 | 1 | 1 | 1 | 2017-06-06 09:21 | BAXTER\todd.deboer |  | wFIT-2207 | wFIT-2210 |  | {127409B0-9857-4D89-9ADC-5ACC06565B74}
3477 | wMAIN-5251 |  | Isle Drive Extension - Isle Ct - Utilities | 2015 | Isle Dr | Isle Ct | Essentia Health Urgent Care | 12.5668 | PVC | 8 |  | 75 | 160 | 2010.6839 | 201.0684 | 331.7628 | 2543.5151 | 66 |  | Potable | 1 | 1 | 1 | 1 | 2017-06-06 09:22 | BAXTER\todd.deboer |  | wFIT-2213 | wFIT-2212 |  | {4D9C2853-278E-4A22-943A-AAB603BD97D4}
3478 | wMAIN-5254 |  | Isle Drive Extension - Isle Ct - Utilities | 2015 | Isle Dr | Isle Ct | Essentia Health Urgent Care | 62.913 | PVC | 8 |  | 75 | 160 | 10066.0791 | 1006.6079 | 1660.9031 | 12733.5901 | 66 |  | Potable | 1 | 1 | 1 | 1 | 2017-06-06 09:22 | BAXTER\todd.deboer |  | wFIT-2212 | wVLV-2035 |  | {570A3F7D-E0B9-4F57-A003-A1373D66D985}
3479 | wMAIN-5255 |  | Isle Drive Extension - Isle Ct - Utilities | 2015 | Isle Dr | Isle Ct | Essentia Health Urgent Care | 2.4434 | PVC | 8 |  | 75 | 160 | 390.942 | 39.0942 | 64.5054 | 494.5416 | 66 |  | Potable | 1 | 1 | 1 | 1 | 2017-06-06 09:22 | BAXTER\todd.deboer |  | wVLV-2035 | wFIT-2211 |  | {C0D8E2FD-54D7-4CA3-BCBE-20D18A928B91}
3480 | wMAIN-5256 |  | Isle Drive Extension - Isle Ct - Utilities | 2015 | Isle Dr | Isle Ct | Essentia Health Urgent Care | 377.309 | PVC | 18 |  | 75 | 350 | 132058.1605 | 13205.8161 | 21789.5965 | 167053.5731 | 66 |  | Potable | 1 | 1 | 1 | 1 | 2017-06-06 09:23 | BAXTER\todd.deboer |  | wFIT-2211 | wFIT-2210 |  | {5D59D2BD-567A-4E88-8398-3CC847323178}
3481 | wMAIN-5259 |  | Isle Drive Extension - Isle Ct - Utilities | 2015 | Isle Dr | Isle Ct | Essentia Health Urgent Care | 12.1711 | PVC | 8 |  | 75 | 160 | 1947.3754 | 194.7375 | 321.3169 | 2463.4299 | 66 |  | Potable | 1 | 1 | 1 | 1 | 2017-06-06 09:34 | BAXTER\todd.deboer |  | wFIT-2215 | wFIT-2216 |  | {3E94FBF6-1BEB-4EC2-B8C6-41757EE942E7}
3482 | wMAIN-5260 |  | Isle Drive Extension - Isle Ct - Utilities | 2015 | Isle Dr | Isle Ct | Essentia Health Urgent Care | 64.5716 | PVC | 8 |  | 75 | 160 | 10331.4596 | 1033.146 | 1704.6908 | 13069.2964 | 66 |  | Potable | 1 | 1 | 1 | 1 | 2017-06-06 09:35 | BAXTER\todd.deboer |  | wFIT-2216 | wVLV-2037 |  | {AADE71D3-3EA6-4611-AB25-7D96CBDE17E6}
3483 | wMAIN-5261 |  | Isle Drive Extension - Isle Ct - Utilities | 2015 | Isle Dr | Isle Ct | Essentia Health Urgent Care | 3.1691 | PVC | 8 |  | 75 | 160 | 507.0624 | 50.7062 | 83.6653 | 641.4339 | 66 |  | Potable | 1 | 1 | 1 | 1 | 2017-06-06 09:35 | BAXTER\todd.deboer |  | wVLV-2037 | wFIT-2214 |  | {FE336F67-D659-4272-8222-FCBAACF6F245}
3484 | wMAIN-5262 |  | Isle Drive Extension - Isle Ct - Utilities | 2015 | Isle Dr | Isle Ct | Essentia Health Urgent Care | 399.6398 | PVC | 18 |  | 75 | 350 | 139873.9144 | 13987.3914 | 23079.1959 | 176940.5018 | 66 |  | Potable | 1 | 1 | 1 | 1 | 2017-06-06 09:35 | BAXTER\todd.deboer |  | wFIT-2214 | wFIT-2211 |  | {A472545F-371A-4957-95AC-A635378D9D2F}
3485 | wMAIN-5265 |  | Isle Drive Extension - Isle Ct - Utilities | 2015 | Isle Dr | Isle Ct | Essentia Health Urgent Care | 15.2642 | PVC | 18 |  | 75 | 350 | 5342.4568 | 534.2457 | 881.5054 | 6758.2079 | 66 |  | Potable | 1 | 1 | 1 | 1 | 2017-06-06 09:42 | BAXTER\todd.deboer |  | wFIT-2218 | wFIT-2217 |  | {72A4BC7F-7EFE-46DD-86BD-CDBA91F46887}
3486 | wMAIN-5266 |  | Isle Drive Extension - Isle Ct - Utilities | 2015 | Isle Dr | Isle Ct | Essentia Health Urgent Care | 405.0732 | PVC | 18 |  | 75 | 350 | 141775.6069 | 14177.5607 | 23392.9751 | 179346.1427 | 66 |  | Potable | 1 | 1 | 1 | 1 | 2017-06-06 09:42 | BAXTER\todd.deboer |  | wFIT-2217 | wFIT-2214 |  | {D0E024E3-1620-4E44-A5E0-958A6B75A7AF}
3487 | wMAIN-5267 |  | Isle Drive Extension - Isle Ct - Utilities | 2015 | Isle Dr | Isle Ct | Essentia Health Urgent Care | 179.2388 | PVC | 18 |  | 75 | 350 | 62733.5872 | 6273.3587 | 10351.0419 | 79357.9878 | 66 |  | Potable | 1 | 1 | 1 | 1 | 2017-06-06 09:46 | BAXTER\todd.deboer |  | wFIT-2218 | wFIT-2219 |  | {C6C4B1DC-C864-4DCE-B426-77958D8CD326}
3488 | wMAIN-5268 |  | Isle Drive Extension - Isle Ct - Utilities | 2015 | Isle Dr | Isle Ct | Essentia Health Urgent Care | 17.706 | PVC | 18 |  | 75 | 350 | 6197.1148 | 619.7115 | 1022.5239 | 7839.3502 | 66 |  | Potable | 1 | 1 | 1 | 1 | 2017-06-06 09:46 | BAXTER\todd.deboer |  | wFIT-2219 | wFIT-2220 |  | {B2459E70-A613-402C-BEA1-D70F148A6963}
3489 | wMAIN-5269 |  | Isle Drive Extension - Isle Ct - Utilities | 2015 | Isle Dr | Isle Ct | Essentia Health Urgent Care | 3.4243 | PVC | 16 |  | 75 | 275 | 941.6777 | 94.1678 | 155.3768 | 1191.2223 | 66 |  | Potable | 1 | 1 | 1 | 1 | 2017-06-06 09:47 | BAXTER\todd.deboer |  | wFIT-2220 | wVLV-2040 |  | {501D5425-F488-4AD8-AD7D-C8DFE45696E6}
3490 | wMAIN-5270 |  | Isle Drive Extension - Isle Ct - Utilities | 2015 | Isle Dr | Isle Ct | Essentia Health Urgent Care | 5.7647 | PVC | 16 |  | 75 | 275 | 1585.2944 | 158.5294 | 261.5736 | 2005.3974 | 66 |  | Potable | 1 | 1 | 1 | 1 | 2017-06-06 09:48 | BAXTER\todd.deboer |  | wVLV-2040 | wFIT-2221 |  | {8599EA67-8271-4502-8E6B-1AFA03AE6AB9}
3491 | wMAIN-5271 |  | Isle Drive Extension - Isle Ct - Utilities | 2015 | Isle Dr | Isle Ct | Essentia Health Urgent Care | 136.6852 | PVC | 16 |  | 75 | 275 | 37588.4279 | 3758.8428 | 6202.0906 | 47549.3612 | 66 |  | Potable | 1 | 1 | 1 | 1 | 2017-06-06 09:48 | BAXTER\todd.deboer |  | wFIT-2221 | wFIT-2222 |  | {8CDE6AEA-49C8-4F2A-8533-F5A1976F50FB}
3492 | wMAIN-5272 |  | Isle Drive Extension - Isle Ct - Utilities | 2015 | Isle Dr | Isle Ct | Essentia Health Urgent Care | 173.5146 | PVC | 16 |  | 75 | 275 | 47716.5134 | 4771.6513 | 7873.2247 | 60361.3895 | 66 |  | Potable | 1 | 1 | 1 | 1 | 2017-06-06 09:49 | BAXTER\todd.deboer |  | wFIT-2220 | wFIT-2223 |  | {924261F9-28B3-443E-8082-9CA09D6B075E}
3493 | wMAIN-5275 |  | Isle Drive Extension - Isle Ct - Utilities | 2015 | Isle Dr | Isle Ct | Essentia Health Urgent Care | 10.7957 | PVC | 8 |  | 75 | 160 | 1727.3053 | 172.7305 | 285.0054 | 2185.0412 | 66 |  | Potable | 1 | 1 | 1 | 1 | 2017-06-06 09:51 | BAXTER\todd.deboer |  | wFIT-2225 | wFIT-2226 |  | {38C3B139-86BE-4A6A-AD89-416FD8D6945E}
3494 | wMAIN-5276 |  | Isle Drive Extension - Isle Ct - Utilities | 2015 | Isle Dr | Isle Ct | Essentia Health Urgent Care | 72.1616 | PVC | 8 |  | 75 | 160 | 11545.8619 | 1154.5862 | 1905.0672 | 14605.5152 | 66 |  | Potable | 1 | 1 | 1 | 1 | 2017-06-06 09:51 | BAXTER\todd.deboer |  | wFIT-2226 | wVLV-2041 |  | {7434A94F-719D-4591-9FD5-441D15B90408}
3495 | wMAIN-5277 |  | Isle Drive Extension - Isle Ct - Utilities | 2015 | Isle Dr | Isle Ct | Essentia Health Urgent Care | 6.394 | PVC | 8 |  | 75 | 160 | 1023.0455 | 102.3046 | 168.8025 | 1294.1526 | 66 |  | Potable | 1 | 1 | 1 | 1 | 2017-06-06 09:51 | BAXTER\todd.deboer |  |  | wFIT-2224 |  | {3DF1923A-D880-4AAB-9103-0470B2C89407}
3496 | wMAIN-5278 |  | Isle Drive Extension - Isle Ct - Utilities | 2015 | Isle Dr | Isle Ct | Essentia Health Urgent Care | 4.9719 | PVC | 16 |  | 75 | 275 | 1367.2712 | 136.7271 | 225.5997 | 1729.598 | 66 |  | Potable | 1 | 1 | 1 | 1 | 2017-06-06 09:53 | BAXTER\todd.deboer |  | wFIT-2224 | wVLV-2043 |  | {FFF60209-9707-4913-BA99-B69779AA8D71}
3497 | wMAIN-5279 |  | Isle Drive Extension - Isle Ct - Utilities | 2015 | Isle Dr | Isle Ct | Essentia Health Urgent Care | 203.0337 | PVC | 16 |  | 75 | 275 | 55834.2546 | 5583.4255 | 9212.652 | 70630.332 | 66 |  | Potable | 1 | 1 | 1 | 1 | 2017-06-06 09:53 | BAXTER\todd.deboer |  | wVLV-2043 | wFIT-2223 |  | {F5F4EA41-FAF3-4ED5-9D96-070CB5A25D54}
3498 | wMAIN-5282 |  | Isle Drive Extension - Isle Ct - Utilities | 2015 | Isle Dr | Isle Ct | Essentia Health Urgent Care | 14.0612 | PVC | 8 |  | 75 | 160 | 2249.7917 | 224.9792 | 371.2156 | 2845.9865 | 66 |  | Potable | 1 | 1 | 1 | 1 | 2017-06-06 09:56 | BAXTER\todd.deboer |  | wFIT-2229 | wFIT-2228 |  | {71FC8B7D-AD32-4830-8996-C7331F425FD6}
3499 | wMAIN-5283 |  | Isle Drive Extension - Isle Ct - Utilities | 2015 | Isle Dr | Isle Ct | Essentia Health Urgent Care | 70.1916 | PVC | 8 |  | 75 | 160 | 11230.6503 | 1123.065 | 1853.0573 | 14206.7726 | 66 |  | Potable | 1 | 1 | 1 | 1 | 2017-06-06 09:56 | BAXTER\todd.deboer |  | wFIT-2228 | wVLV-2044 |  | {639F718C-5B2C-4421-AC56-03ED5635D1DE}
3500 | wMAIN-5284 |  | Isle Drive Extension - Isle Ct - Utilities | 2015 | Isle Dr | Isle Ct | Essentia Health Urgent Care | 5.2513 | PVC | 8 |  | 75 | 160 | 840.2072 | 84.0207 | 138.6342 | 1062.8621 | 66 |  | Potable | 1 | 1 | 1 | 1 | 2017-06-06 09:56 | BAXTER\todd.deboer |  | wVLV-2044 | wFIT-2227 |  | {C8772626-F581-4C35-A7D4-5667309A34BF}
3501 | wMAIN-5285 |  | Isle Drive Extension - Isle Ct - Utilities | 2015 | Isle Dr | Isle Ct | Essentia Health Urgent Care | 371.292 | PVC | 16 |  | 75 | 275 | 102105.2877 | 10210.5288 | 16847.3725 | 129163.1889 | 66 |  | Potable | 1 | 1 | 1 | 1 | 2017-06-06 09:57 | BAXTER\todd.deboer |  | wFIT-2227 | wFIT-2224 |  | {3C5953B7-4CC2-4B50-B871-F63EEC79D38C}
3502 | wMAIN-5286 |  | Isle Drive Extension - Isle Ct - Utilities | 2015 | Isle Dr | Isle Ct | Essentia Health Urgent Care | 197.9522 | PVC | 16 |  | 75 | 275 | 54436.8494 | 5443.6849 | 8982.0801 | 68862.6144 | 66 |  | Potable | 1 | 1 | 1 | 1 | 2017-06-06 09:59 | BAXTER\todd.deboer |  | wVLV-2046 | wFIT-2232 |  | {D74BAAC9-7D25-407D-A0A4-F17A8B579B51}
3503 | wMAIN-5287 |  | Isle Drive Extension - Isle Ct - Utilities | 2015 | Isle Dr | Isle Ct | Essentia Health Urgent Care | 158.6093 | PVC | 16 |  | 75 | 275 | 43617.5709 | 4361.7571 | 7196.8992 | 55176.2273 | 66 |  | Potable | 1 | 1 | 1 | 1 | 2017-06-06 09:59 | BAXTER\todd.deboer |  | wFIT-2232 | wFIT-2231 |  | {90DC6CEE-761F-49F3-BD30-E1ABC1360082}
3504 | wMAIN-5288 |  | Isle Drive Extension - Isle Ct - Utilities | 2015 | Isle Dr | Isle Ct | Essentia Health Urgent Care | 156.992 | PVC | 16 |  | 75 | 275 | 43172.8087 | 4317.2809 | 7123.5134 | 54613.603 | 66 |  | Potable | 1 | 1 | 1 | 1 | 2017-06-06 09:59 | BAXTER\todd.deboer |  | wFIT-2231 | wFIT-2230 |  | {94856320-AFF4-44A9-B267-3B0D34F07F2D}
3505 | wMAIN-5289 |  | Isle Drive Extension - Isle Ct - Utilities | 2015 | Isle Dr | Isle Ct | Essentia Health Urgent Care | 209.9357 | PVC | 16 |  | 75 | 275 | 57732.3274 | 5773.2327 | 9525.834 | 73031.3942 | 66 |  | Potable | 1 | 1 | 1 | 1 | 2017-06-06 09:59 | BAXTER\todd.deboer |  | wFIT-2230 | wFIT-2227 |  | {203FAEF4-236F-4247-A8F3-F15D008F860E}
3506 | wMAIN-5294 | HJ |  |  | Isle Ct | Highland Senic Rd | Isle Dr | 24.3732 | PVC | 8 |  | 75 | 160 | 3899.7066 | 389.9707 | 643.4516 | 4933.1288 | -1949 |  | Potable | 1 | 1 | 1 | 1 | 2017-06-09 11:18 | BAXTER\john.reynolds |  | wVLV-2029 | wFIT-2204 |  | {064579B9-9B54-484A-B17D-78C235C7C6BF}
3507 | wMAIN-4717 | FB | JMS BAXTER ESTATES - PHASE 1 | 2002 | Clearwater Rd | Clearwater Estates Apt Homes | Forest Dr | 141.6345 | PVC | 10 |  | 75 | 180 | 25494.2188 | 2549.4219 | 4206.5461 | 32250.1868 | 53 |  | Potable | 1 | 1 | 1 | 1 | 2017-06-15 09:32 | BAXTER\todd.deboer | 209 | wFIT-803 |  | 1FB20-1FB23 | {6D129784-7A8F-464C-B3F4-F5C14801FC2C}
3508 | wMAIN-5295 | FB | JMS BAXTER ESTATES - PHASE 1 | 2002 | Clearwater Rd | Clearwater Estates Apt Homes | Forest Dr | 220.0345 | PVC | 10 |  | 75 | 180 | 39606.2133 | 3960.6213 | 6535.0252 | 50101.8598 | 53 |  | Potable | 1 | 1 | 1 | 1 | 2017-06-15 09:38 | BAXTER\todd.deboer | 209 | wVLV-2052 | wFIT-801 | 1FB20-1FB23 | {C1AA4156-7528-41D0-A177-2F678B3E9EB1}
3509 | wMAIN-5296 | CF | 1993 INDUSTRIAL PARK IMPROVEMENTS | 1995 | Dogwood Dr | Industrial Park Rd | Goedderz Rd | 34.8235 | PVC | 8 |  | 75 | 160 | 5571.7542 | 557.1754 | 919.3394 | 7048.2691 | 46 |  | Potable | 1 | 1 | 1 | 1 | 2017-06-15 10:15 | BAXTER\todd.deboer | 200 | wFIT-1553 | wVLV-2053 | 1CG18-1CF01 | {7A7AB043-6401-4D66-BB7D-EC21792129BE}
3510 | wMAIN-5297 | CG | 1993 INDUSTRIAL PARK IMPROVEMENTS | 1995 | Dogwood Dr | Goedderz Rd | College Rd | 68.1575 | PVC | 8 |  | 75 | 160 | 10905.2005 | 1090.5201 | 1799.3581 | 13795.0787 | 46 |  | Potable | 1 | 1 | 1 | 1 | 2017-06-15 10:24 | BAXTER\todd.deboer | 200 | wVLV-2054 | wFIT-1553 | 1CG15-1CG18 | {815A1EB8-DBE9-4874-A9B4-1D81050A6446}
3511 | wMAIN-5298 | EC | 2003 CLEARWATER ROAD COMMERCIAL UTILITY IMPROVEMENTS | 2003 | Clearwater Rd | Edgewood Dr | Forest Dr | 21.6396 | PVC | 10 |  | 75 | 180 | 3895.1302 | 389.513 | 642.6965 | 4927.3398 | 54 |  | Potable | 1 | 1 | 1 | 1 | 2017-06-27 14:41 | BAXTER\todd.deboer | 151 | wFIT-2238 | wFIT-1942 | 1EC39-1EC46 | {919B77DF-C1F1-425A-90BA-1F55850AF489}
3512 | wMAIN-5299 | EC | 2003 CLEARWATER ROAD COMMERCIAL UTILITY IMPROVEMENTS | 2003 | White Pine Dr | Clearwater Rd | None | 3.9725 | PVC | 8 |  | 75 | 160 | 635.5952 | 63.5595 | 104.8732 | 804.0279 | 54 |  | Potable | 1 | 1 | 1 | 1 | 2017-06-27 14:42 | BAXTER\todd.deboer | 151 | wVLV-2056 | wFIT-2238 | 1EC45-1EB38 | {0E9F2038-D9EB-49D4-9890-A7FD3C5F280B}
3513 | wMAIN-5300 |  | Avantech Site Improvements | 2016 | Tri-ven | None | None | 330.7536 | PVC | 6 |  | 75 | 140 | 46305.5071 | 4630.5507 | 7640.4087 | 58576.4665 | 67 |  | Potable | 1 | 1 | 1 | 1 | 2017-06-29 08:26 | BAXTER\todd.deboer |  |  | wVLV-2063 |  | {EB26E4CF-C9F0-47B7-BC12-A17F07D2F05E}
3514 | wMAIN-5301 | DY | DELLWOOD DR - NOVOTNY RD | 2015 | Dellwood Dr | Novotny Rd | Whispering Woods Ln | 380.1473 | PVC | 10 |  | 75 | 180 | 68426.5222 | 6842.6522 | 11290.3762 | 86559.5505 | 66 |  | Potable | 1 | 1 | 1 | 1 | 2018-01-11 11:29 | BAXTER\Todd.DeBoer |  | wFIT-547 | wFIT-2239 |  | {09EB1D20-0759-4EE5-A21B-35FC7C59F6D7}
3515 | wMAIN-5305 | DY | DELLWOOD DR - NOVOTNY RD | 2015 | Dellwood Dr | Novotny Rd | Whispering Woods Ln | 3.9863 | PVC | 10 |  | 75 | 180 | 717.5343 | 71.7534 | 118.3932 | 907.6809 | 66 |  | Potable | 1 | 1 | 1 | 1 | 2018-01-11 10:37 | BAXTER\Todd.DeBoer |  | wVLV-2071 | wFIT-2240 |  | {B5AF5A94-8676-4CE8-B8E5-5177BEC211F8}
3516 | wMAIN-5306 | DY | DELLWOOD DR - NOVOTNY RD | 2015 | Dellwood Dr | Novotny Rd | Whispering Woods Ln | 3.9151 | PVC | 8 |  | 75 | 160 | 626.4231 | 62.6423 | 103.3598 | 792.4253 | 66 |  | Potable | 1 | 1 | 1 | 1 | 2018-01-11 10:38 | BAXTER\Todd.DeBoer |  | wFIT-2240 | wVLV-2072 |  | {83CDB32B-EDA7-46B4-98BA-EF6B16F9345C}
3517 | wMAIN-5307 | DY | DELLWOOD DR - NOVOTNY RD | 2015 | Dellwood Dr | Novotny Rd | Whispering Woods Ln | 42.0576 | PVC | 8 |  | 75 | 160 | 6729.2124 | 672.9212 | 1110.32 | 8512.4537 | 66 |  | Potable | 1 | 1 | 1 | 1 | 2018-01-11 10:39 | BAXTER\Todd.DeBoer |  | wVLV-2072 | wFIT-2241 |  | {15C22F83-B310-4680-8EA6-325D72B2CB03}
3518 | wMAIN-5310 | DX | DELLWOOD DR - NOVOTNY RD | 2015 | Dellwood Dr | Novotny Rd | Whispering Woods Ln | 321.3099 | PVC | 10 |  | 75 | 180 | 57835.7733 | 5783.5773 | 9542.9026 | 73162.2533 | 66 |  | Potable | 1 | 1 | 1 | 1 | 2018-01-11 10:41 | BAXTER\Todd.DeBoer |  | wFIT-2240 | wVLV-2074 |  | {89082C0F-C45C-4267-B0AD-85D8C600166A}
3519 | wMAIN-5311 | DX | DELLWOOD DR - NOVOTNY RD | 2015 | Dellwood Dr | Novotny Rd | Whispering Woods Ln | 21.5695 | PVC | 10 |  | 75 | 180 | 3882.503 | 388.2503 | 640.613 | 4911.3663 | 66 |  | Potable | 1 | 1 | 1 | 1 | 2018-01-11 10:41 | BAXTER\Todd.DeBoer |  | wFIT-2244 | wFIT-2243 |  | {06372AAD-25B4-48C6-B6D4-CF0B64860FBB}
3520 | wMAIN-5312 | DX | DELLWOOD DR - NOVOTNY RD | 2015 | Dellwood Dr | Novotny Rd | Whispering Woods Ln | 6.1414 | PVC | 10 |  | 75 | 180 | 1105.4503 | 110.545 | 182.3993 | 1398.3946 | 66 |  | Potable | 1 | 1 | 1 | 1 | 2018-01-11 10:41 | BAXTER\Todd.DeBoer |  | wFIT-2243 | wVLV-2076 |  | {71981F2E-34F6-4A3F-942A-D6A6BB2002B0}
3521 | wMAIN-5313 | DX | DELLWOOD DR - NOVOTNY RD | 2015 | Dellwood Dr | Novotny Rd | Whispering Woods Ln | 3.0031 | PVC | 10 |  | 75 | 180 | 540.5611 | 54.0561 | 89.1926 | 683.8098 | 66 |  | Potable | 1 | 1 | 1 | 1 | 2018-01-11 10:41 | BAXTER\Todd.DeBoer |  | wVLV-2074 | wFIT-2244 |  | {9940BFD0-91C4-4316-9301-53ED515823F3}
3522 | wMAIN-5314 | DX | DELLWOOD DR - NOVOTNY RD | 2015 | Dellwood Dr | Novotny Rd | Whispering Woods Ln | 27.4768 | PVC | 8 |  | 75 | 160 | 4396.2882 | 439.6288 | 725.3875 | 5561.3045 | 66 |  | Potable | 1 | 1 | 1 | 1 | 2018-01-11 10:41 | BAXTER\Todd.DeBoer |  | wFIT-2244 | wFIT-2245 |  | {0959B61C-504A-4454-AE41-078B91A846F6}
3523 | wMAIN-5315 | DX | DELLWOOD DR - NOVOTNY RD | 2015 | Dellwood Dr | Novotny Rd | Whispering Woods Ln | 3 | PVC | 8 |  | 75 | 160 | 480.0018 | 48.0002 | 79.2003 | 607.2023 | 66 |  | Potable | 1 | 1 | 1 | 1 | 2018-01-11 10:42 | BAXTER\Todd.DeBoer |  | wFIT-2245 | wFIT-2246 |  | {68AFAB09-6771-4A04-9935-821A4A1A5D6C}
3524 | wMAIN-5318 | DX | DELLWOOD DR - NOVOTNY RD | 2015 | Dellwood Dr | State Hwy 371 | Dellwood Dr | 5.2203 | PVC | 12 |  | 75 | 200 | 1044.0699 | 104.407 | 172.2715 | 1320.7484 | 66 |  | Potable | 1 | 1 | 1 | 1 | 2018-01-11 10:43 | BAXTER\Todd.DeBoer |  | wFIT-2243 | wVLV-2075 |  | {783787FC-C09D-4AA7-BFD0-5B51797D4DDE}
3525 | wMAIN-5319 | DX | DELLWOOD DR - NOVOTNY RD | 2015 | Dellwood Dr | Novotny Rd | Whispering Woods Ln | 82.9439 | PVC | 10 |  | 75 | 180 | 14929.8974 | 1492.9897 | 2463.4331 | 18886.3202 | 66 |  | Potable | 1 | 1 | 1 | 1 | 2018-01-11 11:27 | BAXTER\Todd.DeBoer |  | wVLV-2076 | wFIT-2247 |  | {08EAA165-47B4-4DC0-8D48-A8AAA4F0F9C2}
3526 | wMAIN-5320 | DX | DELLWOOD DR - NOVOTNY RD | 2015 | Novotny Rd | State Hwy 371 | Dellwood Dr | 599.5961 | PVC | 12 |  | 75 | 200 | 119919.2221 | 11991.9222 | 19786.6716 | 151697.8159 | 66 |  | Potable | 1 | 1 | 1 | 1 | 2018-01-11 11:27 | BAXTER\Todd.DeBoer |  | wVLV-2075 | wFIT-2248 |  | {4D57E89F-D2A1-458E-9B3D-38E414A5BEF5}
3527 | wMAIN-5323 | EX | DELLWOOD DR - NOVOTNY RD | 2015 | Novotny Rd | State Hwy 371 | Dellwood Dr | 322.3516 | PVC | 12 |  | 75 | 200 | 64470.3266 | 6447.0327 | 10637.6039 | 81554.9632 | 66 |  | Potable | 1 | 1 | 1 | 1 | 2018-01-11 11:27 | BAXTER\Todd.DeBoer |  | wFIT-2248 | wFIT-2250 |  | {258435E0-40E3-42AE-9649-FD74FC99E700}
3528 | wMAIN-5324 | EX | DELLWOOD DR - NOVOTNY RD | 2015 | Novotny Rd | State Hwy 371 | Dellwood Dr | 10.7929 | PVC | 12 |  | 75 | 200 | 2158.5738 | 215.8574 | 356.1647 | 2730.5959 | 66 |  | Potable | 1 | 1 | 1 | 1 | 2018-01-11 10:46 | BAXTER\Todd.DeBoer |  | wFIT-2250 | wFIT-2249 |  | {749E84A7-0D41-43BD-BADD-8602DB6EE3D6}
3529 | wMAIN-5325 | EX | DELLWOOD DR - NOVOTNY RD | 2015 | Novotny Rd | State Hwy 371 | Dellwood Dr | 6.6372 | PVC | 6 |  | 75 | 140 | 929.2065 | 92.9207 | 153.3191 | 1175.4463 | 66 |  | Potable | 1 | 1 | 1 | 1 | 2018-01-11 10:47 | BAXTER\Todd.DeBoer |  | wFIT-2249 | wVLV-2079 |  | {686F531B-8261-45F7-9D5B-473A29B0654A}
3530 | wMAIN-5326 | EX | DELLWOOD DR - NOVOTNY RD | 2015 | Novotny Rd | State Hwy 371 | Dellwood Dr | 25.9329 | PVC | 6 |  | 75 | 140 | 3630.6123 | 363.0612 | 599.051 | 4592.7245 | 66 |  | Potable | 1 | 1 | 1 | 1 | 2018-01-11 10:47 | BAXTER\Todd.DeBoer |  | wVLV-2079 | wFIT-2251 |  | {49BAB3D7-EBFC-44F6-97A6-C57EA9809F1D}
3531 | wMAIN-5327 | EX | DELLWOOD DR - NOVOTNY RD | 2015 | Novotny Rd | State Hwy 371 | Dellwood Dr | 220.7404 | PVC | 12 |  | 75 | 200 | 44148.0839 | 4414.8084 | 7284.4338 | 55847.3262 | 66 |  | Potable | 1 | 1 | 1 | 1 | 2018-01-11 10:48 | BAXTER\Todd.DeBoer |  | wFIT-2249 | wFIT-2252 |  | {1ADA45C5-5AEE-4565-91DC-33AB51EBB205}
3532 | wMAIN-5328 | EX | DELLWOOD DR - NOVOTNY RD | 2015 | Novotny Rd | None | None | 25.4177 | PVC | 12 |  | 75 | 200 | 5083.5442 | 508.3544 | 838.7848 | 6430.6834 | 66 |  | Potable | 1 | 1 | 1 | 1 | 2018-01-11 10:48 | BAXTER\Todd.DeBoer |  | wFIT-2252 | wVLV-2081 |  | {7CC8D716-EF7F-4B81-BBD0-69BA5C71985F}
3533 | wMAIN-5329 | EX | DELLWOOD DR - NOVOTNY RD | 2015 | Novotny Rd | None | None | 5.3225 | PVC | 8 |  | 75 | 160 | 851.5966 | 85.1597 | 140.5134 | 1077.2697 | 66 |  | Potable | 1 | 1 | 1 | 1 | 2018-01-11 10:50 | BAXTER\Todd.DeBoer |  | wFIT-2252 | wVLV-2080 |  | {4CA14821-B6B2-4708-972F-F1BB4DB354A6}
3534 | wMAIN-5330 | EX | DELLWOOD DR - NOVOTNY RD | 2015 | Novotny Rd | None | None | 106.3313 | PVC | 8 |  | 75 | 160 | 17013.0124 | 1701.3012 | 2807.147 | 21521.4606 | 66 |  | Potable | 1 | 1 | 1 | 1 | 2018-01-11 10:50 | BAXTER\Todd.DeBoer |  | wVLV-2080 | wFIT-2253 |  | {5FF7D92E-0BF6-4E9C-A295-35311F18940B}
3535 | wMAIN-5335 | EX | DELLWOOD DR - NOVOTNY RD | 2015 | Novotny Rd | None | None | 310.4073 | PVC | 8 |  | 75 | 160 | 49665.1654 | 4966.5165 | 8194.7523 | 62826.4342 | 66 |  | Potable | 1 | 1 | 1 | 1 | 2018-01-11 10:55 | BAXTER\Todd.DeBoer |  | wFIT-2253 | wFIT-2254 |  | {D2FA033D-516A-4644-B6D0-E2B12F7C5FCF}
3536 | wMAIN-5336 | FX | DELLWOOD DR - NOVOTNY RD | 2015 | Novotny Rd | None | None | 4.6233 | PVC | 8 |  | 75 | 160 | 739.7248 | 73.9725 | 122.0546 | 935.7518 | 66 |  | Potable | 1 | 1 | 1 | 1 | 2018-01-11 10:55 | BAXTER\Todd.DeBoer |  | wFIT-2254 | wFIT-2256 |  | {BCD787B5-FAB4-42E1-AA4F-DF2C27ED1078}
3537 | wMAIN-5337 | FX | DELLWOOD DR - NOVOTNY RD | 2015 | Novotny Rd | None | None | 55.2129 | PVC | 8 |  | 75 | 160 | 8834.0654 | 883.4065 | 1457.6208 | 11175.0927 | 66 |  | Potable | 1 | 1 | 1 | 1 | 2018-01-11 10:55 | BAXTER\Todd.DeBoer |  | wFIT-2256 | wFIT-2255 |  | {43A2BA18-FD65-4A39-88FF-83D48C348443}
3538 | wMAIN-5338 | FX | DELLWOOD DR - NOVOTNY RD | 2015 | Novotny Rd | None | None | 16.7323 | PVC | 8 |  | 75 | 160 | 2677.1642 | 267.7164 | 441.7321 | 3386.6127 | 66 |  | Potable | 1 | 1 | 1 | 1 | 2018-01-11 10:55 | BAXTER\Todd.DeBoer |  | wFIT-2255 | wVLV-2084 |  | {47C7AC54-D6DF-47F7-A0D3-53C97E580E79}
3539 | wMAIN-5339 | FX | DELLWOOD DR - NOVOTNY RD | 2015 | Novotny Dr | Audubon Way | None | 648.4865 | PE | 8 |  | 75 | 160 | 103757.8458 | 10375.7846 | 17120.0446 | 131253.6749 | 66 |  | Potable | 1 | 1 | 1 | 1 | 2018-01-11 10:58 | BAXTER\Todd.DeBoer |  | wVLV-2084 | wVLV-2085 |  | {D5007626-2E4C-4D74-8E63-6AE707E7E136}
3540 | wMAIN-5340 | FX | DELLWOOD DR - NOVOTNY RD | 2015 | Audubon Way | Holiday Inn Express Hotel & Suites | None | 2.8539 | PVC | 8 |  | 75 | 160 | 456.6204 | 45.662 | 75.3424 | 577.6247 | 66 |  | Potable | 1 | 1 | 1 | 1 | 2018-01-11 10:58 | BAXTER\Todd.DeBoer |  | wVLV-2085 | wFIT-2257 |  | {877DDCF8-8A33-4ADB-B463-2BCEE007C388}
3541 | wMAIN-5341 | EG | Central Lakes Crossing Junior Box | 2017 | Central Lakes Crossing | None | None | 64.8785 | PVC | 8 |  | 75 | 160 | 10380.5642 | 1038.0564 | 1712.7931 | 13131.4138 | 68 |  | Potable | 1 | 1 | 1 | 1 | 2018-01-29 09:09 | BAXTER\Todd.DeBoer |  | wFIT-2258 | wFIT-2259 |  | {373CED31-E2F6-46BF-9B0B-AA37ED32535E}
3542 | wMAIN-5344 | EG | Central Lakes Crossing Junior Box | 2017 | Central Lakes Crossing | None | None | 54.6404 | PVC | 8 |  | 75 | 160 | 8742.465 | 874.2465 | 1442.5067 | 11059.2182 | 68 |  | Potable | 1 | 1 | 1 | 1 | 2018-01-29 14:32 | BAXTER\Todd.DeBoer |  | wFIT-2259 | wFIT-2260 |  | {F17162A5-D0DE-4CF3-92DD-70661A814FC2}
3543 | wMAIN-5347 | EG | Central Lakes Crossing Junior Box | 2017 | Central Lakes Crossing | None | None | 164.0892 | PVC | 8 |  | 75 | 160 | 26254.2697 | 2625.427 | 4331.9545 | 33211.6512 | 68 |  | Potable | 1 | 1 | 1 | 1 | 2018-01-29 14:34 | BAXTER\Todd.DeBoer |  | wFIT-2263 | wFIT-2259 |  | {DEAB4844-977B-4F51-B649-98A635877907}
3544 | wMAIN-5350 | EG | Central Lakes Crossing Junior Box | 2017 | Central Lakes Crossing | None | None | 142.4286 | PVC | 8 |  | 75 | 160 | 22788.5752 | 2278.8575 | 3760.1149 | 28827.5477 | 68 |  | Potable | 1 | 1 | 1 | 1 | 2018-01-29 14:36 | BAXTER\Todd.DeBoer |  | wVLV-2060 | wFIT-2263 |  | {B148E769-1B9A-4602-B1CF-BC3CE5E7F969}
3545 | wMAIN-5351 | EG | Central Lakes Crossing Junior Box | 2017 | Central Lakes Crossing | None | None | 271.9574 | PVC | 8 |  | 75 | 160 | 43513.1888 | 4351.3189 | 7179.6762 | 55044.1838 | 68 |  | Potable | 1 | 1 | 1 | 1 | 2018-01-30 09:23 | BAXTER\Todd.DeBoer |  | wFIT-2264 | wVLV-2089 |  | {597866D4-7DC5-4103-8828-59BB3453CA24}
3546 | wMAIN-5354 | EG | Central Lakes Crossing Junior Box | 2017 | Central Lakes Crossing | None | None | 233.5398 | PVC | 8 |  | 75 | 160 | 37366.3642 | 3736.6364 | 6165.4501 | 47268.4507 | 68 |  | Potable | 1 | 1 | 1 | 1 | 2018-01-30 09:25 | BAXTER\Todd.DeBoer |  | wFIT-2264 | wFIT-2265 |  | {3BE797B1-6858-467E-839A-EBDE0568F253}
3547 | wMAIN-5359 | EG | Central Lakes Crossing Junior Box | 2017 | Central Lakes Crossing | None | None | 110.3113 | PVC | 8 |  | 75 | 160 | 17649.8049 | 1764.9805 | 2912.2178 | 22327.0032 | 68 |  | Potable | 1 | 1 | 1 | 1 | 2018-01-30 09:27 | BAXTER\Todd.DeBoer |  | wFIT-2265 | wFIT-2266 |  | {C2065086-4BC1-4C74-8F3E-7B8A605409F0}
3548 | wMAIN-5360 | EG | Central Lakes Crossing Junior Box | 2017 | Central Lakes Crossing | None | None | 4.3403 | PVC | 8 |  | 75 | 160 | 694.448 | 69.4448 | 114.5839 | 878.4767 | 68 |  | Potable | 1 | 1 | 1 | 1 | 2018-01-30 09:27 | BAXTER\Todd.DeBoer |  | wFIT-2266 | wFIT-2267 |  | {24A8FE5A-2711-4DEC-85CB-2A437131D51C}
3549 | wMAIN-5361 | EF | Central Lakes Crossing Junior Box | 2017 | Central Lakes Crossing | Elmwood Dr | None | 8.9784 | PVC | 8 |  | 75 | 160 | 1436.5489 | 143.6549 | 237.0306 | 1817.2343 | 68 |  | Potable | 1 | 1 | 1 | 1 | 2018-01-30 09:30 | BAXTER\Todd.DeBoer |  | wFIT-2268 | wVLV-2093 |  | {CA9F8591-1690-4C97-8FA9-89BADD18B18B}
3550 | wMAIN-5362 | EF | Central Lakes Crossing Junior Box | 2017 | Central Lakes Crossing | Elmwood Dr | None | 300.4738 | PVC | 8 |  | 75 | 160 | 48075.8106 | 4807.5811 | 7932.5087 | 60815.9004 | 68 |  | Potable | 1 | 1 | 1 | 1 | 2018-01-30 09:30 | BAXTER\Todd.DeBoer |  | wVLV-2093 | wFIT-2266 |  | {311F04D7-FE84-4650-A29A-B3EA692A0F25}
3551 | wMAIN-5364 |  | Riverwood Bank Site Improvements | 2016 | Riverwood Bank | Dellwood Dr | None | 3.6551 | DIP | 6 |  | 75 | 140 | 511.7123 | 51.1712 | 84.4325 | 647.316 | 67 |  | Potable | 1 | 1 | 1 | 1 | 2018-05-29 09:03 | BAXTER\Todd.DeBoer |  | wFIT-2271 | wFIT-2270 |  | {5DE316DD-3F28-4A65-9F0C-D92BB3F8A1DF}
3552 | wMAIN-5365 |  | Riverwood Bank Site Improvements | 2016 | Riverwood Bank | Dellwood Dr | None | 6.8247 | DIP | 6 |  | 75 | 140 | 955.4566 | 95.5457 | 157.6503 | 1208.6526 | 67 |  | Potable | 1 | 1 | 1 | 1 | 2018-05-29 09:03 | BAXTER\Todd.DeBoer |  | wFIT-2270 | wFIT-2269 |  | {6803A5EC-1C7F-410E-9C6F-CDDCDD8E62ED}
3553 | wMAIN-5366 |  | Riverwood Bank Site Improvements | 2017 | Riverwood Bank | Dellwood Dr | None | 86.6736 | DIP | 6 |  | 75 | 140 | 12134.3009 | 1213.4301 | 2002.1596 | 15349.8906 | 68 |  | Potable | 1 | 1 | 1 | 1 | 2018-05-29 09:04 | BAXTER\Todd.DeBoer |  | wFIT-2269 |  |  | {0070FB73-7290-454A-B1BD-281BE3DD2B45}
3554 | wMAIN-5371 |  | Jack Pine Site Improvements | 2017 | Jack Pine Brewery | None | None | 110.574 | PVC | 6 |  | 75 | 140 | 15480.3567 | 1548.0357 | 2554.2589 | 19582.6512 | 68 |  | Potable | 1 | 1 | 1 | 1 | 2018-08-03 08:49 | BAXTER\Todd.DeBoer |  | wFIT-2272 | wVLV-2099 |  | {34CF4E9E-18D4-4571-BF0B-8901EDE1A859}
3555 | wMAIN-5371 |  | Jack Pine Site Improvements | 2017 | Jack Pine Brewery | None | None | 98.7121 | PVC | 6 |  | 75 | 140 | 13819.6937 | 1381.9694 | 2280.2495 | 17481.9125 | 68 |  | Potable | 1 | 1 | 1 | 1 | 2018-08-03 08:49 | BAXTER\Todd.DeBoer |  | wFIT-2272 | wVLV-2099 |  | {230CA545-8908-40A7-ACC3-49306D46B274}
3556 | wMAIN-5373 | EC | WAL-MART STORE, SITE DEVELOPEMENT PLANS | 1990 | Jersey Mike's Subs | Edgewood Dr | None | 216.7246 | PVC | 8 |  | 75 | 160 | 34675.9294 | 3467.5929 | 5721.5284 | 43865.0507 | 41 |  | Potable | 1 | 1 | 1 | 1 | 2018-08-03 14:53 | BAXTER\Todd.DeBoer |  | wVLV-1352 |  | 1EC20-1EC19 | {73FA3E75-82C4-43E0-ADCD-45E5C342DB22}
3557 | wMAIN-5374 |  | WAL-MART STORE, SITE DEVELOPEMENT PLANS | 1990 | Jersey Mike's Subs | None | None | 2.4956 | PVC | 6 |  | 75 | 140 | 349.3797 | 34.938 | 57.6477 | 441.9653 | 41 |  | Potable | 1 | 1 | 1 | 1 | 2018-08-03 14:54 | BAXTER\Todd.DeBoer |  | wFIT-2273 | wVLV-2100 |  | {2E4A1AB1-205D-45A4-BBD9-889964E4CDE8}
3558 | wMAIN-5377 |  | WAL-MART STORE, SITE DEVELOPEMENT PLANS | 1990 | Jersey Mike's Subs | None | None | 9.1889 | PVC | 6 |  | 75 | 140 | 1286.4494 | 128.6449 | 212.2641 | 1627.3584 | 41 |  | Potable | 1 | 1 | 1 | 1 | 2018-08-03 15:04 | BAXTER\Todd.DeBoer |  | wFIT-2274 | wFIT-2275 |  | {1E028022-C232-41FB-A103-479529936936}
3559 | wMAIN-5378 |  | WAL-MART STORE, SITE DEVELOPEMENT PLANS | 1990 | Jersey Mike's Subs | None | None | 218.7596 | PVC | 6 |  | 75 | 140 | 30626.346 | 3062.6346 | 5053.3471 | 38742.3277 | 41 |  | Potable | 1 | 1 | 1 | 1 | 2021-03-04 09:31 | BAXTER\tdeboer |  | wFIT-2275 | wVLV-2100 |  | {3541EFED-C44C-40DF-84CE-DBF50F13189E}
3560 | wMAIN-5379 |  | Pine Grove Estates | 2017 | Clearwater Rd | Edgewood Dr | Forest Dr | 2.3971 | PVC | 6 |  | 75 | 140 | 335.5946 | 33.5595 | 55.3731 | 424.5272 | 68 |  | Potable | 1 | 1 | 1 | 1 | 2018-11-19 10:14 | BAXTER\Todd.DeBoer |  | wFIT-499 | wVLV-2105 |  | {35CDBC61-49C1-447B-9D3A-24E96BFA141F}
3561 | wMAIN-5380 | ED | 1977 MUNICIPAL SANITARY SEWER AND WATER SYSTEMS CONSTRUCTION | 1977 | Excelsior Rd | Forest Dr | Edgewood Dr | 95.2817 | PVC | 10 |  | 75 | 180 | 17150.7065 | 1715.0707 | 2829.8666 | 21695.6437 | 28 |  | Potable | 1 | 1 | 1 | 1 | 2019-08-06 08:25 | BAXTER\Todd.DeBoer | 100 |  | wFIT-1212 | 1ED01-1ED04 | {C47A4201-C402-419C-B0B2-76D567503897}
3562 | wMAIN-5381 | ED | 1977 MUNICIPAL SANITARY SEWER AND WATER SYSTEMS CONSTRUCTION | 1977 | Excelsior Rd | Forest Dr | Edgewood Dr | 49.7106 | PVC | 10 |  | 75 | 180 | 8947.9095 | 894.7909 | 1476.4051 | 11319.1055 | 28 |  | Potable | 1 | 1 | 1 | 1 | 2019-08-06 08:57 | BAXTER\Todd.DeBoer | 100 |  | wFIT-1213 | 1FD16-1ED01 | {031C1C87-50B4-4606-A419-F00D144EAB51}
3563 | wMAIN-5382 |  | EXCELSIOR-EDGEWOOD-ROUNDABOUT | 2018 | Excelsior Rd | Forest Dr | Edgewood Dr | 65.9523 | PVC | 8 |  | 75 | 160 | 10552.369 | 1055.2369 | 1741.1409 | 13348.7468 | 69 |  | Potable | 1 | 1 | 1 | 1 | 2021-03-10 09:13 | BAXTER\tdeboer |  | wFIT-2279 | wFIT-2329 |  | {FC412B19-1201-4DA0-BE4E-C8F49C87D82D}
3564 | wMAIN-5384 |  | Centracare Site Improvements | 2018 | Midosta Plastic Surgeons | None | None | 45.0553 | PVC | 6 |  | 75 | 140 | 6307.7404 | 630.774 | 1040.7772 | 7979.2916 | 69 |  | Potable | 1 | 1 | 1 | 1 | 2019-10-14 09:55 | BAXTER\Todd.DeBoer |  | wFIT-2280 | wFIT-2281 |  | {CB3A45A8-FC81-40CD-AF61-A4B7E65EAC18}
3565 | wMAIN-5385 |  | Centracare Site Improvements | 2018 | Midosta Plastic Surgeons | None | None | 37.2987 | PVC | 6 |  | 75 | 140 | 5221.8187 | 522.1819 | 861.6001 | 6605.6007 | 69 |  | Potable | 1 | 1 | 1 | 1 | 2019-10-14 09:55 | BAXTER\Todd.DeBoer |  | wFIT-2281 | wFIT-2282 |  | {2DD0C7AF-0DEB-46F7-B1CB-C4DFADF5425C}
3566 | wMAIN-5386 |  | Centracare Site Improvements | 2018 | Midosta Plastic Surgeons | None | None | 94.8014 | PVC | 6 |  | 75 | 140 | 13272.1983 | 1327.2198 | 2189.9127 | 16789.3309 | 69 |  | Potable | 1 | 1 | 1 | 1 | 2019-10-14 09:56 | BAXTER\Todd.DeBoer |  | wFIT-2282 | wFIT-2283 |  | {B04C2F1F-C710-40AE-AE5C-2F2754C72458}
3567 | wMAIN-5387 |  | Centracare Site Improvements | 2018 | Midosta Plastic Surgeons | None | None | 181.2294 | PVC | 6 |  | 75 | 140 | 25372.1143 | 2537.2114 | 4186.3989 | 32095.7245 | 69 |  | Potable | 1 | 1 | 1 | 1 | 2019-10-14 09:57 | BAXTER\Todd.DeBoer |  | wFIT-2283 | wFIT-2284 |  | {83AB5492-D42D-4929-9CE7-0D5FF1EC2F8C}
3568 | wMAIN-5389 |  | Centracare Site Improvements | 2018 | Midosta Plastic Surgeons | None | None | 62.1662 | PVC | 6 |  | 75 | 140 | 8703.2704 | 870.327 | 1436.0396 | 11009.6371 | 69 |  | Potable | 1 | 1 | 1 | 1 | 2019-10-14 09:58 | BAXTER\Todd.DeBoer |  | wFIT-2282 |  |  | {B50E1D63-CD73-4A66-A133-026DD1801FA0}
3569 | wMAIN-5390 |  | Nystrom Site Improvements | 2014 | Nystrom & Associates | Falcon Dr | None | 3.2874 | PVC | 6 |  | 75 | 140 | 460.2322 | 46.0232 | 75.9383 | 582.1938 | 65 |  | Potable | 1 | 1 | 1 | 1 | 2019-10-14 15:22 | BAXTER\Todd.DeBoer |  | wFIT-2286 | wVLV-2118 |  | {49AAA904-EF8E-459C-9F4A-333E3E8F3A0F}
3570 | wMAIN-5391 |  | Nystrom Site Improvements | 2014 | Nystrom & Associates | Falcon Dr | None | 51.5446 | PVC | 6 |  | 75 | 140 | 7216.2442 | 721.6244 | 1190.6803 | 9128.549 | 65 |  | Potable | 1 | 1 | 1 | 1 | 2019-10-14 15:23 | BAXTER\Todd.DeBoer |  | wVLV-2118 | wFIT-2287 |  | {3113C36B-D7F3-415D-9A47-D7983B58711E}
3571 | wMAIN-5392 |  | Nystrom Site Improvements | 2014 | Nystrom & Associates | None | None | 149.4189 | PVC | 6 |  | 75 | 140 | 20918.6479 | 2091.8648 | 3451.5769 | 26462.0897 | 65 |  | Potable | 1 | 1 | 1 | 1 | 2019-10-14 15:23 | BAXTER\Todd.DeBoer |  | wFIT-2287 |  |  | {6B70CDCF-D038-468B-B960-CABC104F6F21}
3572 | wMAIN-5397 | EE | EXCELSIOR-EDGEWOOD-ROUNDABOUT | 2018 | Frandsen Bank & Trust | Excelsior Rd | None | 1.7204 | PVC | 6 |  | 75 | 140 | 240.8514 | 24.0851 | 39.7405 | 304.6771 | 69 |  | Potable | 1 | 1 | 1 | 1 | 2019-11-27 09:49 | BAXTER\Todd.DeBoer |  | wVLV-2121 | wFIT-2017 |  | {5FFA377E-319B-41A3-8137-D9589B75269B}
3573 | wMAIN-5404 |  | CYPRESS DR | 2018 | Cypress Dr | Excelsior Rd | Fairview Rd | 5.9557 | PVC | 12 |  | 75 | 200 | 1191.1484 | 119.1148 | 196.5395 | 1506.8027 | 69 |  | Potable | 1 | 1 | 1 | 1 | 2020-06-08 16:10 | BAXTER\tdeboer |  | wFIT-1774 | wVLV-2127 |  | {4055BA04-A4BC-483D-BEB6-9FF121DD08AC}
3574 | wMAIN-5405 |  | CYPRESS DR | 2018 | Cypress Dr | Excelsior Rd | Fairview Rd | 77.9887 | PVC | 12 |  | 75 | 200 | 15597.7308 | 1559.7731 | 2573.6256 | 19731.1294 | 69 |  | Potable | 1 | 1 | 1 | 1 | 2020-06-08 16:11 | BAXTER\tdeboer |  | wVLV-2127 | wFIT-2301 |  | {9C21838B-7125-477D-8023-3AD7434C92FE}
3575 | wMAIN-5406 |  | CYPRESS DR | 2018 | Fairview Rd | Super One Foods | Cypress Dr | 19.4234 | PVC | 8 |  | 75 | 160 | 3107.7389 | 310.7739 | 512.7769 | 3931.2897 | 69 |  | Potable | 1 | 1 | 1 | 1 | 2020-06-08 16:11 | BAXTER\tdeboer |  | wFIT-2301 | wVLV-2126 |  | {BC8CA718-C720-4B8B-B506-0774112E9041}
3576 | wMAIN-5407 |  | CYPRESS DR | 2018 | Cypress Dr | Fairview Rd | State Hwy 210 | 271.4629 | PVC | 12 |  | 75 | 200 | 54292.5721 | 5429.2572 | 8958.2744 | 68680.1037 | 69 |  | Potable | 1 | 1 | 1 | 1 | 2020-06-08 16:16 | BAXTER\tdeboer |  | wFIT-2301 | wFIT-2303 |  | {08DAFAB4-2786-48B0-AABC-6031D23F3791}
3577 | wMAIN-5410 |  | CYPRESS DR | 2018 | Cypress Dr | State Hwy 210 | Industrial Park Rd | 85.9868 | PVC | 12 |  | 75 | 200 | 17197.3589 | 1719.7359 | 2837.5642 | 21754.659 | 69 |  | Potable | 1 | 1 | 1 | 1 | 2020-06-08 16:19 | BAXTER\tdeboer |  | wFIT-2303 | wFIT-2304 |  | {245A8CBD-A476-4C6B-803A-3AD8AEBA2510}
3578 | wMAIN-5411 |  | CYPRESS DR | 2018 | Cypress Dr | State Hwy 210 | Industrial Park Rd | 35.1249 | PVC | 6 |  | 75 | 140 | 4917.4827 | 491.7483 | 811.3847 | 6220.6157 | 69 |  | Potable | 1 | 1 | 1 | 1 | 2020-06-08 16:21 | BAXTER\tdeboer |  | wFIT-2304 | wVLV-2129 |  | {CB218709-3149-4CC4-BA5B-7393F1A2FB54}
3579 | wMAIN-5412 |  | CYPRESS DR | 2018 | Cypress Dr | State Hwy 210 | Industrial Park Rd | 4.4508 | PVC | 6 |  | 75 | 140 | 623.1158 | 62.3116 | 102.8141 | 788.2414 | 69 |  | Potable | 1 | 1 | 1 | 1 | 2020-06-08 16:21 | BAXTER\tdeboer |  | wVLV-2129 | wFIT-2305 |  | {6E58DA04-4DB1-45F6-87AD-2C17ED52E341}
3580 | wMAIN-5413 |  | CYPRESS DR | 2018 | Cypress Dr | State Hwy 210 | Industrial Park Rd | 99.8913 | PVC | 12 |  | 75 | 200 | 19978.2518 | 1997.8252 | 3296.4116 | 25272.4886 | 69 |  | Potable | 1 | 1 | 1 | 1 | 2020-06-08 16:25 | BAXTER\tdeboer |  | wFIT-2304 | wFIT-2306 |  | {F7B735F4-F2E2-4390-B3BF-CEF57827857C}
3581 | wMAIN-5414 |  | CYPRESS DR | 2018 | Cypress Dr | None | None | 3.015 | PVC | 12 |  | 75 | 200 | 603.0079 | 60.3008 | 99.4963 | 762.8049 | 69 |  | Potable | 1 | 1 | 1 | 1 | 2020-06-08 16:27 | BAXTER\tdeboer |  | wFIT-2306 | wVLV-2131 |  | {D81A17C9-67D5-4985-A987-EDC2B6948EE8}
3582 | wMAIN-5417 |  | CYPRESS DR | 2018 | Cypress Dr | State Hwy 210 | Industrial Park Rd | 284.7846 | PVC | 12 |  | 75 | 200 | 56956.9255 | 5695.6926 | 9397.8927 | 72050.5108 | 69 |  | Potable | 1 | 1 | 1 | 1 | 2020-06-08 16:27 | BAXTER\tdeboer |  | wVLV-2131 | wFIT-2308 |  | {A62481DD-2286-4D52-A782-7848F19DFF79}
3583 | wMAIN-5421 |  | CYPRESS DR | 2018 | Cypress Dr | State Hwy 210 | Industrial Park Rd | 170.8893 | PVC | 12 |  | 75 | 200 | 34177.8625 | 3417.7863 | 5639.3473 | 43234.9961 | 69 |  | Potable | 1 | 1 | 1 | 1 | 2020-06-09 08:18 | BAXTER\tdeboer |  | wFIT-2308 | wVLV-2133 |  | {A772CE04-AF3F-440A-8B95-6889EFF5EC13}
3584 | wMAIN-5422 |  | CYPRESS DR | 2018 | Cypress Dr | State Hwy 210 | Industrial Park Rd | 6.6135 | PVC | 12 |  | 75 | 200 | 1322.6928 | 132.2693 | 218.2443 | 1673.2064 | 69 |  | Potable | 1 | 1 | 1 | 1 | 2020-06-09 08:18 | BAXTER\tdeboer |  | wVLV-2133 | wFIT-2310 |  | {E5555191-7FFD-4AB6-AB6B-34BBBBC196E7}
3585 | wMAIN-5423 |  | CYPRESS DR | 2018 | Cypress Dr | State Hwy 210 | Industrial Park Rd | 5.5046 | PVC | 12 |  | 75 | 200 | 1100.9272 | 110.0927 | 181.653 | 1392.6729 | 69 |  | Potable | 1 | 1 | 1 | 1 | 2020-06-09 08:18 | BAXTER\tdeboer |  | wFIT-2310 | wVLV-2136 |  | {D4136BE8-E159-4B8C-84C2-4D2DA84902B0}
3586 | wMAIN-5424 |  | CYPRESS DR | 2018 | Cypress Dr | None | None | 7.6212 | PVC | 8 |  | 75 | 160 | 1219.3859 | 121.9386 | 201.1987 | 1542.5231 | 69 |  | Potable | 1 | 1 | 1 | 1 | 2020-06-09 08:19 | BAXTER\tdeboer |  | wFIT-2310 | wVLV-2135 |  | {DF2C17F9-241E-41B3-94D7-D1B35499AF90}
3587 | wMAIN-5425 |  | CYPRESS DR | 2018 | Cypress Dr | State Hwy 210 | Industrial Park Rd | 46.4158 | PVC | 8 |  | 75 | 160 | 7426.523 | 742.6523 | 1225.3763 | 9394.5516 | 69 |  | Potable | 1 | 1 | 1 | 1 | 2020-06-09 08:22 | BAXTER\tdeboer |  | wVLV-2135 | wHYD-936 |  | {89013CBE-F31D-4688-954E-331748ED8774}
3588 | wMAIN-5427 |  | CYPRESS DR | 2018 | Cypress Dr | State Hwy 210 | Industrial Park Rd | 7.4546 | PVC | 8 |  | 75 | 160 | 1192.7369 | 119.2737 | 196.8016 | 1508.8121 | 69 |  | Potable | 1 | 1 | 1 | 1 | 2020-06-09 08:22 | BAXTER\tdeboer |  | wFIT-2310 | wVLV-2134 |  | {FD627688-A8DB-42EA-9516-6CCBB9018DB5}
3589 | wMAIN-5428 |  | CYPRESS DR | 2018 | Cypress Dr | State Hwy 210 | Industrial Park Rd | 89.2652 | PVC | 8 |  | 75 | 160 | 14282.4312 | 1428.2431 | 2356.6011 | 18067.2754 | 69 |  | Potable | 1 | 1 | 1 | 1 | 2020-06-09 08:23 | BAXTER\tdeboer |  | wVLV-2134 | wHYD-937 |  | {A20E35AC-93A4-4BDD-A61B-EB19D99A4173}
3590 | wMAIN-5429 |  | CYPRESS DR | 2018 | Cypress Dr | State Hwy 210 | Industrial Park Rd | 144.3906 | PVC | 12 |  | 75 | 200 | 28878.1116 | 2887.8112 | 4764.8884 | 36530.8112 | 69 |  | Potable | 1 | 1 | 1 | 1 | 2020-06-09 08:26 | BAXTER\tdeboer |  | wVLV-2136 | wFIT-2312 |  | {198B112C-97DD-4E24-8B47-A3FC83D1AA13}
3591 | wMAIN-5430 |  | CYPRESS DR | 2018 | Cypress Dr | State Hwy 210 | Industrial Park Rd | 47.4911 | PVC | 6 |  | 75 | 140 | 6648.7512 | 664.8751 | 1097.044 | 8410.6703 | 69 |  | Potable | 1 | 1 | 1 | 1 | 2020-06-09 08:26 | BAXTER\tdeboer |  | wFIT-2312 | wVLV-2137 |  | {C688118B-EC96-4D96-8E78-90DF9E09C994}
3592 | wMAIN-5431 |  | CYPRESS DR | 2018 | Cypress Dr | State Hwy 210 | Industrial Park Rd | 73.2397 | PVC | 6 |  | 75 | 140 | 10253.5619 | 1025.3562 | 1691.8377 | 12970.7558 | 69 |  | Potable | 1 | 1 | 1 | 1 | 2020-06-09 08:26 | BAXTER\tdeboer |  | wFIT-2312 | wVLV-2138 |  | {2D642D78-67FE-42D9-924A-310B005E5475}
3593 | wMAIN-5432 |  | CYPRESS DR | 2018 | Cypress Dr | State Hwy 210 | Industrial Park Rd | 113.0074 | PVC | 12 |  | 75 | 200 | 22601.4707 | 2260.1471 | 3729.2427 | 28590.8605 | 69 |  | Potable | 1 | 1 | 1 | 1 | 2020-06-09 08:27 | BAXTER\tdeboer |  | wFIT-2312 | wFIT-2313 |  | {39A064B5-3D1C-4D70-B8A9-7C19FCD18A8B}
3594 | wMAIN-5435 |  | CYPRESS DR | 2018 | Cypress Dr | State Hwy 210 | Industrial Park Rd | 416.6538 | PVC | 12 |  | 75 | 200 | 83330.7648 | 8333.0765 | 13749.5762 | 105413.4175 | 69 |  | Potable | 1 | 1 | 1 | 1 | 2020-06-09 08:29 | BAXTER\tdeboer |  | wFIT-2313 | wVLV-2140 |  | {C7E44F51-8528-4E2D-9EAE-6A0EA2BA2DC1}
3595 | wMAIN-5436 |  | CYPRESS DR | 2018 | Cypress Dr | State Hwy 210 | Industrial Park Rd | 3 | PVC | 12 |  | 75 | 200 | 599.9948 | 59.9995 | 98.9991 | 758.9935 | 69 |  | Potable | 1 | 1 | 1 | 1 | 2020-06-09 08:39 | BAXTER\tdeboer |  | wVLV-2140 | wFIT-2314 |  | {48EB0DBA-8489-42B4-AAB4-7DB40668D809}
3596 | wMAIN-5437 |  | CYPRESS DR | 2018 | Industrial Park Rd | Cypress Dr | Highland Senic Dr | 34.4897 | PVC | 12 |  | 75 | 200 | 6897.9305 | 689.793 | 1138.1585 | 8725.882 | 69 |  | Potable | 1 | 1 | 1 | 1 | 2020-06-09 08:57 | BAXTER\tdeboer |  | wFIT-2314 | wFIT-2316 |  | {6EB6F709-AE50-4459-99A7-F6C34BF71D2E}
3597 | wMAIN-5438 |  | CYPRESS DR | 2018 | Industrial Park Rd | Cypress Dr | Highland Senic Dr | 5.8323 | PVC | 12 |  | 75 | 200 | 1166.4551 | 116.6455 | 192.4651 | 1475.5657 | 69 |  | Potable | 1 | 1 | 1 | 1 | 2020-06-09 08:57 | BAXTER\tdeboer |  | wFIT-2316 | wVLV-2144 |  | {E4634D48-8005-447F-817E-314AC3E8396F}
3598 | wMAIN-5439 |  | CYPRESS DR | 2018 | Cypress Dr | Industrial Park Rd | Greenwood Rd | 16 | PVC | 12 |  | 75 | 200 | 3199.9984 | 319.9998 | 527.9997 | 4047.998 | 69 |  | Potable | 1 | 1 | 1 | 1 | 2020-06-09 09:22 | BAXTER\tdeboer |  | wFIT-2316 | wVLV-2141 |  | {06803B6D-FCAE-496A-80B9-D2A57CD3C546}
3599 | wMAIN-5440 |  | CYPRESS DR | 2018 | Industrial Park Rd | American Institute of Nondestructive Testing (AINDT) | None | 91.0816 | PVC | 12 |  | 75 | 200 | 18216.327 | 1821.6327 | 3005.694 | 23043.6537 | 69 |  | Potable | 1 | 1 | 1 | 1 | 2020-06-09 08:58 | BAXTER\tdeboer |  | wFIT-2314 | wFIT-2315 |  | {F3CC454B-4D66-41C2-86AC-CDE22FB38A0F}
3600 | wMAIN-5443 |  | CYPRESS DR | 2018 | Industrial Park Rd | American Institute of Nondestructive Testing (AINDT) | None | 3.9855 | PVC | 12 |  | 75 | 200 | 797.1098 | 79.711 | 131.5231 | 1008.3438 | 69 |  | Potable | 1 | 1 | 1 | 1 | 2020-06-09 09:00 | BAXTER\tdeboer |  | wVLV-2145 | wFIT-2315 |  | {E5723666-A293-4DD6-83A4-29C1504C7A78}
3601 | wMAIN-5448 |  | CYPRESS DR | 2018 | Cypress Dr | College Rd | Basswood Dr | 5.8993 | PVC | 6 |  | 75 | 140 | 825.9056 | 82.5906 | 136.2744 | 1044.7706 | 69 |  | Potable | 1 | 1 | 1 | 1 | 2020-06-09 09:53 | BAXTER\tdeboer |  | wFIT-2320 | wVLV-2149 |  | {5B41627E-B5F3-4BE3-A089-5E67A6A3F1D3}
3602 | wMAIN-5451 |  | CYPRESS DR | 2018 | Cypress Dr | None | None | 26.4921 | PVC | 8 |  | 75 | 160 | 4238.7303 | 423.873 | 699.3905 | 5361.9938 | 69 |  | Potable | 1 | 1 | 1 | 1 | 2020-06-09 09:58 | BAXTER\tdeboer |  | wFIT-1418 | wFIT-2322 |  | {C2DACB46-D850-4C20-AD88-C296A1201F2B}
3603 | wMAIN-5458 | ND | SEWER AND WATER IMPROVEMENTS | 1989 | Memorywood Dr | Cottage Grove Ter | Circle Pines Rd | 5.3184 | PVC | 10 |  | 75 | 180 | 957.3074 | 95.7307 | 157.9557 | 1210.9939 | 40 |  | Potable | 1 | 1 | 1 | 1 | 2021-03-08 12:34 | BAXTER\tdeboer | 280 | wFIT-1628 | wFIT-1627 | 1ND08-1NC01 | {F716E539-8820-49A6-A9B1-F112F03978E9}
3604 | wMAIN-5459 | NF | SEWER AND WATER IMPROVEMENTS | 1989 | Memorywood Dr | Emily Rd | Travine Dr | 4.4542 | PVC | 10 |  | 75 | 180 | 801.7517 | 80.1752 | 132.289 | 1014.2159 | 40 |  | Potable | 1 | 1 | 1 | 1 | 2021-03-08 12:44 | BAXTER\tdeboer | 280 | wFIT-1644 | wFIT-1643 | 1NF07-1NE01 | {2D743351-1EA9-4184-9EA9-F7386C0D1A04}
3605 | wMAIN-5460 | NF | SEWER AND WATER IMPROVEMENTS | 1989 | Memorywood Dr | Travine Dr | Oak St | 2.3092 | PVC | 10 |  | 75 | 180 | 415.6531 | 41.5653 | 68.5828 | 525.8012 | 40 |  | Potable | 1 | 1 | 1 | 1 | 2021-03-08 13:01 | BAXTER\tdeboer | 280 | wVLV-2156 | wFIT-1647 | 1NG04-1NF01 | {764CA06A-1F71-4817-9931-3BA4ECAD2B59}
3606 | wMAIN-5461 |  | SEWER AND WATER IMPROVEMENTS | 1989 | Memorywood Dr | Oak St | Fairview Rd | 55.9643 | PVC | 12 |  | 75 | 200 | 11192.8576 | 1119.2858 | 1846.8215 | 14158.9649 | 40 |  | Potable | 1 | 1 | 1 | 1 | 2021-03-08 12:53 | BAXTER\tdeboer |  |  | wCS-2392 |  | {5C06D327-2740-4571-9351-D7529C9B8C6A}
3607 | wMAIN-5462 |  | SEWER AND WATER IMPROVEMENTS | 1989 | Memorywood Dr | Oak St | Fairview Rd | 57.801 | PVC | 12 |  | 75 | 200 | 11560.2027 | 1156.0203 | 1907.4334 | 14623.6564 | 40 |  | Potable | 1 | 1 | 1 | 1 | 2021-03-08 12:54 | BAXTER\tdeboer |  |  | wCS-2391 |  | {F807D3DF-885C-4440-80C5-4552A0C6FB01}
3608 | wMAIN-5464 |  | EXCELSIOR-EDGEWOOD-ROUNDABOUT | 2018 | Excelsior Rd | Forest Dr | Edgewood Dr | 223.2931 | PVC | 12 |  | 75 | 200 | 44658.6246 | 4465.8625 | 7368.6731 | 56493.1601 | 69 |  | Potable | 1 | 1 | 1 | 1 | 2021-03-10 09:10 | BAXTER\tdeboer |  | wVLV-2112 | wVLV-2115 |  | {C9F800BF-9CD5-4EB4-A78C-861AB428E706}
3609 | wMAIN-5465 |  | EXCELSIOR-EDGEWOOD-ROUNDABOUT | 2018 | Excelsior Rd | Forest Dr | Edgewood Dr | 27.1448 | PVC | 12 |  | 75 | 200 | 5428.9532 | 542.8953 | 895.7773 | 6867.6257 | 69 |  | Potable | 1 | 1 | 1 | 1 | 2021-03-10 09:10 | BAXTER\tdeboer |  | wVLV-2115 | wHYD-926 |  | {26D9066F-F436-47D2-9C86-6CFFF51F00E2}
3610 | wMAIN-5466 |  | EXCELSIOR-EDGEWOOD-ROUNDABOUT | 2018 | Excelsior Rd | Forest Dr | Edgewood Dr | 6.4558 | PVC | 12 |  | 75 | 200 | 1291.1583 | 129.1158 | 213.0411 | 1633.3153 | 69 |  | Potable | 1 | 1 | 1 | 1 | 2021-03-10 09:10 | BAXTER\tdeboer |  | wFIT-2325 | wVLV-2116 |  | {4575AA14-D221-4787-80B5-02484735E98F}
3611 | wMAIN-5467 |  | EXCELSIOR-EDGEWOOD-ROUNDABOUT | 2018 | Excelsior Rd | Forest Dr | Edgewood Dr | 3.4594 | PVC | 12 |  | 75 | 200 | 691.8874 | 69.1887 | 114.1614 | 875.2375 | 69 |  | Potable | 1 | 1 | 1 | 1 | 2021-03-10 09:13 | BAXTER\tdeboer |  | wFIT-2329 | wCS-3089 |  | {D3EA1508-6F41-46B0-8D4A-51B836F6B181}
3612 | wMAIN-5469 |  | PINE GROVE ESTATES | 2019 | Pine Grove Estates | None | None | 27.8525 | PVC | 8 |  | 75 | 160 | 4456.3925 | 445.6392 | 735.3048 | 5637.3365 | 70 |  | Potable | 1 | 1 | 1 | 1 | 2021-03-12 09:54 | BAXTER\tdeboer |  | wFIT-2338 | wFIT-2337 |  | {B7204EFB-EBCD-4A81-9549-B79EB900D5A2}
3613 | wMAIN-5470 |  | PINE GROVE ESTATES | 2019 | Pine Grove Estates | None | None | 254.7561 | PVC | 8 |  | 75 | 160 | 40760.9822 | 4076.0982 | 6725.5621 | 51562.6425 | 70 |  | Potable | 1 | 1 | 1 | 1 | 2021-03-12 09:54 | BAXTER\tdeboer |  | wFIT-2337 | wFIT-2331 |  | {A6346DE4-FC39-4999-8597-93DB71C8DA30}
3614 | wMAIN-5471 |  | PINE GROVE ESTATES | 2019 | Pine Grove Estates | None | None | 293.8399 | PVC | 8 |  | 75 | 160 | 47014.3796 | 4701.438 | 7757.3726 | 59473.1902 | 70 |  | Potable | 1 | 1 | 1 | 1 | 2021-03-12 13:36 | BAXTER\tdeboer |  | wFIT-2331 | wFIT-2336 |  | {F4FA4EF8-5652-4ABE-BE04-D0509C52C877}
3615 | wMAIN-5472 |  | PINE GROVE ESTATES | 2019 | Pine Grove Estates | None | None | 14.7815 | PVC | 8 |  | 75 | 160 | 2365.0394 | 236.5039 | 390.2315 | 2991.7749 | 70 |  | Potable | 1 | 1 | 1 | 1 | 2021-03-12 09:55 | BAXTER\tdeboer |  | wFIT-2336 | wFIT-2330 |  | {408CB82A-459B-4600-ACD4-3E9DC4DE2BEC}
3616 | wMAIN-5473 |  | PINE GROVE ESTATES | 2019 | Pine Grove Estates | None | None | 18.2999 | PVC | 8 |  | 75 | 160 | 2927.9885 | 292.7989 | 483.1181 | 3703.9055 | 70 |  | Potable | 1 | 1 | 1 | 1 | 2021-03-12 09:55 | BAXTER\tdeboer |  | wFIT-2330 | wFIT-2335 |  | {50710A43-E040-4975-8112-554D015C4EFF}
3617 | wMAIN-5474 |  | PINE GROVE ESTATES | 2019 | Pine Grove Estates | None | None | 3.4984 | PVC | 8 |  | 75 | 160 | 559.7436 | 55.9744 | 92.3577 | 708.0756 | 70 |  | Potable | 1 | 1 | 1 | 1 | 2021-03-12 09:56 | BAXTER\tdeboer |  | wFIT-2335 | wVLV-2160 |  | {25A6FC25-FD29-41DE-BB22-B2283C1D7994}
3618 | wMAIN-5475 |  | PINE GROVE ESTATES | 2019 | Pine Grove Estates | None | None | 91.1856 | PVC | 8 |  | 75 | 160 | 14589.7031 | 1458.9703 | 2407.301 | 18455.9744 | 70 |  | Potable | 1 | 1 | 1 | 1 | 2021-03-12 09:56 | BAXTER\tdeboer |  | wVLV-2160 | wFIT-2334 |  | {03D0C437-4A63-4C00-BC9B-3C5233F6AC6F}
3619 | wMAIN-5476 |  | PINE GROVE ESTATES | 2019 | Pine Grove Estates | None | None | 25.8921 | PVC | 8 |  | 75 | 160 | 4142.7294 | 414.2729 | 683.5503 | 5240.5526 | 70 |  | Potable | 1 | 1 | 1 | 1 | 2021-03-12 09:56 | BAXTER\tdeboer |  | wFIT-2334 | wFIT-2332 |  | {17B2D941-7C18-4544-8E4D-6CE22A9DD158}
3620 | wMAIN-5477 |  | PINE GROVE ESTATES | 2019 | Pine Grove Estates | None | None | 218.2998 | PVC | 8 |  | 75 | 160 | 34927.9621 | 3492.7962 | 5763.1137 | 44183.872 | 70 |  | Potable | 1 | 1 | 1 | 1 | 2021-03-12 09:56 | BAXTER\tdeboer |  | wFIT-2332 | wFIT-2333 |  | {3DFC76AE-A523-42F3-B7E7-4D339A0E6A19}
3621 | wMAIN-5478 |  | PINE GROVE ESTATES | 2019 | Pine Grove Estates | None | None | 292.9395 | PVC | 8 |  | 75 | 160 | 46870.3134 | 4687.0313 | 7733.6017 | 59290.9464 | 70 |  | Potable | 1 | 1 | 1 | 1 | 2021-03-12 09:58 | BAXTER\tdeboer |  | wFIT-2333 | wFIT-2339 |  | {2DEC053D-226A-4A16-B140-94208D030001}
3622 | wMAIN-5485 | DF | 1988 INDUSTRIAL PARK IMPROVEMENTS | 1989 | Transportation Dept | None | None | 124.9182 | PVC | 12 |  | 75 | 200 | 24983.6402 | 2498.364 | 4122.3006 | 31604.3049 | 40 |  | Potable | 1 | 1 | 1 | 1 | 2021-03-17 08:58 | BAXTER\tdeboer | 104 | wFIT-2340 | wFIT-1541 | 1DF18-1DF07 | {4F8A4B2B-66D6-41FD-B084-E4A9618EDF92}
3623 | wMAIN-5486 | CF | 1981 UTILITY IMPROVEMENTS | 1981 | Industrial Park Rd | American Institute of Nondestructive Testing (AINDT) | Dogwood Dr | 3 | PVC | 12 |  | 75 | 200 | 599.9979 | 59.9998 | 98.9997 | 758.9974 | 32 |  | Potable | 1 | 1 | 1 | 1 | 2021-03-17 09:15 | BAXTER\tdeboer | 102 | wFIT-895 | wVLV-1845 | 1CF24-1CF05 | {C7EF4A8D-DD4A-4384-8DAF-63E47E3378FB}
3624 | wMAIN-5487 | CF | 1993 INDUSTRIAL PARK IMPROVEMENTS | 1995 | Industrial Park Rd | American Institute of Nondestructive Testing (AINDT) | Dogwood Dr | 0.25511 | PVC | 8 |  | 75 | 160 | 40.8171 | 4.0817 | 6.7348 | 51.6336 | 46 | CONNECTED TO EXISTING | Potable | 1 | 1 | 1 | 1 | 2021-03-17 09:15 | BAXTER\tdeboer | 200 | wVLV-416 | wVLV-1845 | 1CF04-1CF05 | {FD87885F-C6B1-45E2-9BD5-DEED89A5F023}
3625 | wMAIN-5488 |  | 1993 INDUSTRIAL PARK IMPROVEMENTS | 1995 | Industrial Park Rd | Cypress Dr | Highland Senic Dr | 2.9424 | PVC | 12 |  | 75 | 200 | 588.4734 | 58.8473 | 97.0981 | 744.4188 | 46 |  | Potable | 1 | 1 | 1 | 1 | 2021-03-17 09:22 | BAXTER\tdeboer |  |  | wVLV-2163 |  | {2D79C032-F7CF-4C8D-8349-CBBE4164173C}
3626 | wMAIN-5490 |  | 1993 INDUSTRIAL PARK IMPROVEMENTS | 1995 | Industrial Park Rd | Cypress Dr | Highland Senic Dr | 2.8491 | PVC | 12 |  | 75 | 200 | 569.8282 | 56.9828 | 94.0217 | 720.8327 | 46 |  | Potable | 1 | 1 | 1 | 1 | 2021-03-17 09:27 | BAXTER\tdeboer |  |  | wVLV-2164 |  | {0A802FEC-5D81-4889-A4C3-E7CAACD65063}
3627 | wMAIN-5491 |  | 1993 INDUSTRIAL PARK IMPROVEMENTS | 1995 | Transportation Dept | None | None | 2.8436 | PVC | 12 |  | 75 | 200 | 568.7204 | 56.872 | 93.8389 | 719.4313 | 46 |  | Potable | 1 | 1 | 1 | 1 | 2021-03-17 09:33 | BAXTER\tdeboer |  | wFIT-2340 | wVLV-2166 |  | {03E097C7-0F6F-4C6C-AE38-38670C56A702}
3628 | wMAIN-5492 |  | EDGEWOOD HEALTHCARE ADDITION |  | Edgewood Baxter | None | None | 107.0056 | PVC | 6 |  | 75 | 140 | 14980.7853 | 1498.0785 | 2471.8296 | 18950.6935 | -1949 |  | Potable | 1 | 1 | 1 | 1 | 2021-03-22 08:58 | BAXTER\tdeboer |  | wVLV-2167 |  |  | {1D3221A6-4583-4855-8FAB-E09B7DBEC22C}
3629 | wMAIN-5493 |  | EDGEWOOD HEALTHCARE ADDITION |  | Edgewood Baxter | None | None | 3.3777 | PVC | 6 |  | 75 | 140 | 472.8803 | 47.288 | 78.0252 | 598.1935 | -1949 |  | Potable | 1 | 1 | 1 | 1 | 2021-03-22 08:58 | BAXTER\tdeboer |  |  | wVLV-2167 |  | {42CD4EEA-B524-421C-96F9-A815E4870464}
3630 | wMAIN-5496 |  | NORTH FORESTVIEW IMPROVEMENTS PROJECT | 2020 | Forestview Dr | River Vista Dr | Medford Rd | 117.4319 | PVC | 8 |  | 75 | 160 | 18789.0971 | 1878.9097 | 3100.201 | 23768.2079 | 71 |  | Potable | 1 | 1 | 1 | 1 | 2021-03-24 09:34 | BAXTER\tdeboer |  | wFIT-2342 | wVLV-2169 |  | {82946112-36F1-46A0-8855-7012D42ED68F}
3631 | wMAIN-5497 |  | NORTH FORESTVIEW IMPROVEMENTS PROJECT | 2020 | River Vista Dr | Forestview Dr | None | 29.3392 | PVC | 8 |  | 75 | 160 | 4694.2791 | 469.4279 | 774.5561 | 5938.2631 | 71 |  | Potable | 1 | 1 | 1 | 1 | 2021-03-24 08:58 | BAXTER\tdeboer |  | wFIT-2343 | wFIT-2344 |  | {923188C2-8EB4-4E53-878B-AA9ED9D50A7F}
3632 | wMAIN-5498 |  | NORTH FORESTVIEW IMPROVEMENTS PROJECT | 2020 | Forestview Dr | River Vista Dr | Senic River Dr | 412.5617 | PVC | 8 |  | 75 | 160 | 66009.8773 | 6600.9877 | 10891.6298 | 83502.4948 | 71 |  | Potable | 1 | 1 | 1 | 1 | 2021-03-24 09:34 | BAXTER\tdeboer |  | wVLV-2169 | wFIT-2345 |  | {10DB2503-0646-4E89-98A6-BD129F4A0E2F}
3633 | wMAIN-5501 |  | NORTH FORESTVIEW IMPROVEMENTS PROJECT | 2020 | Forestview Dr | River Vista Dr | Senic River Dr | 3.551 | PVC | 8 |  | 75 | 160 | 568.152 | 56.8152 | 93.7451 | 718.7123 | 71 |  | Potable | 1 | 1 | 1 | 1 | 2021-03-24 09:33 | BAXTER\tdeboer |  | wFIT-2346 | wVLV-2173 |  | {A026FCFB-EBFF-4EB5-AF17-0526DC5C5252}
3634 | wMAIN-5502 |  | NORTH FORESTVIEW IMPROVEMENTS PROJECT | 2020 | Forestview Dr | River Vista Dr | Senic River Dr | 359.9465 | PVC | 8 |  | 75 | 160 | 57591.4448 | 5759.1445 | 9502.5884 | 72853.1776 | 71 |  | Potable | 1 | 1 | 1 | 1 | 2021-03-24 09:34 | BAXTER\tdeboer |  | wVLV-2173 | wFIT-2345 |  | {E18FBEC3-7318-4A71-83D3-19FA73095AB7}
3635 | wMAIN-5503 |  | NORTH FORESTVIEW IMPROVEMENTS PROJECT | 2020 | Senic River Dr | Forestview Dr | Mississippi Rd | 3.0686 | PVC | 8 |  | 75 | 160 | 490.9681 | 49.0968 | 81.0097 | 621.0747 | 71 |  | Potable | 1 | 1 | 1 | 1 | 2021-03-24 09:37 | BAXTER\tdeboer |  | wFIT-2346 | wVLV-2171 |  | {C7731244-2843-4CA0-9BD0-ADA1E0EE0BFF}
3636 | wMAIN-5504 |  | NORTH FORESTVIEW IMPROVEMENTS PROJECT | 2020 | Senic River Dr | Forestview Dr | Mississippi Rd | 465.8429 | PVC | 8 |  | 75 | 160 | 74534.8621 | 7453.4862 | 12298.2523 | 94286.6006 | 71 |  | Potable | 1 | 1 | 1 | 1 | 2021-03-24 09:40 | BAXTER\tdeboer |  | wVLV-2171 | wFIT-2347 |  | {536320FC-5513-4B7F-8DD1-45ECD6829E10}
3637 | wMAIN-5507 |  | NORTH FORESTVIEW IMPROVEMENTS PROJECT | 2020 | Senic River Dr | Forestview Dr | Mississippi Rd | 339.3425 | PVC | 8 |  | 75 | 160 | 54294.8078 | 5429.4808 | 8958.6433 | 68682.9318 | 71 |  | Potable | 1 | 1 | 1 | 1 | 2021-03-24 09:40 | BAXTER\tdeboer |  | wFIT-2347 | wVLV-2179 |  | {6C67D294-9E60-44FC-AFC1-C94D3F05F675}
3638 | wMAIN-5508 |  | NORTH FORESTVIEW IMPROVEMENTS PROJECT | 2020 | Forestview Dr | Mississippi Rd | Laredo Rd | 3.4219 | PVC | 8 |  | 75 | 160 | 547.4993 | 54.7499 | 90.3374 | 692.5866 | 71 |  | Potable | 1 | 1 | 1 | 1 | 2021-03-24 09:42 | BAXTER\tdeboer |  | wVLV-2179 | wFIT-2348 |  | {34C888C2-01FE-4C9A-A47A-1001D40ABB24}
3639 | wMAIN-5509 |  | NORTH FORESTVIEW IMPROVEMENTS PROJECT | 2020 | Forestview Dr | Mississippi Rd | Laredo Rd | 2.655 | PVC | 8 |  | 75 | 160 | 424.7963 | 42.4796 | 70.0914 | 537.3673 | 71 |  | Potable | 1 | 1 | 1 | 1 | 2021-03-24 09:42 | BAXTER\tdeboer |  |  | wVLV-2180 |  | {DA8183D5-F0A2-45EE-A671-B0CBCEC91979}
3640 | wMAIN-5510 |  | NORTH FORESTVIEW IMPROVEMENTS PROJECT | 2020 | Mississippi Rd | Senic River Dr | Forestview Dr | 3.3596 | PVC | 8 |  | 75 | 160 | 537.5285 | 53.7528 | 88.6922 | 679.9735 | 71 |  | Potable | 1 | 1 | 1 | 1 | 2021-03-24 09:42 | BAXTER\tdeboer |  | wFIT-2348 | wVLV-2181 |  | {BE32840E-575C-44C0-A2DD-8BE1C9A5BCB5}
3641 | wMAIN-5511 |  | NORTH FORESTVIEW IMPROVEMENTS PROJECT | 2020 | Forestview Dr | Laredo Rd | Land O Lakes Rd | 2.6674 | PVC | 8 |  | 75 | 160 | 426.7783 | 42.6778 | 70.4184 | 539.8745 | 71 |  | Potable | 1 | 1 | 1 | 1 | 2021-03-24 09:43 | BAXTER\tdeboer |  | wVLV-2185 | wFIT-2349 |  | {A7B70523-2EAE-4DBF-955A-8BF7A77A89F9}
3642 | wMAIN-5512 |  | NORTH FORESTVIEW IMPROVEMENTS PROJECT | 2020 | Forestview Dr | Mississippi Rd | Laredo Rd | 2.9641 | PVC | 8 |  | 75 | 160 | 474.2599 | 47.426 | 78.2529 | 599.9387 | 71 |  | Potable | 1 | 1 | 1 | 1 | 2021-03-24 09:43 | BAXTER\tdeboer |  | wFIT-2349 | wVLV-2183 |  | {B5B30FBD-5922-4C83-B707-57DB59A9DD96}
3643 | wMAIN-5513 |  | NORTH FORESTVIEW IMPROVEMENTS PROJECT | 2020 | Forestview Dr | Mississippi Rd | Laredo Rd | 332.3866 | PVC | 8 |  | 75 | 160 | 53181.8636 | 5318.1864 | 8775.0075 | 67275.0575 | 71 |  | Potable | 1 | 1 | 1 | 1 | 2021-03-24 09:43 | BAXTER\tdeboer |  | wVLV-2183 | wVLV-2180 |  | {47A86A2A-DC35-4A7D-BE8B-6025A968D5A1}
3644 | wMAIN-5514 |  | NORTH FORESTVIEW IMPROVEMENTS PROJECT | 2020 | Forestview Dr | Laredo Rd | Land O Lakes Rd | 5.6541 | PVC | 8 |  | 75 | 160 | 904.6616 | 90.4662 | 149.2692 | 1144.397 | 71 |  | Potable | 1 | 1 | 1 | 1 | 2021-03-24 09:44 | BAXTER\tdeboer |  | wFIT-2350 | wVLV-2186 |  | {1B41B3B1-35B2-4749-9974-6FA44EF0A95C}
3645 | wMAIN-5515 |  | NORTH FORESTVIEW IMPROVEMENTS PROJECT | 2020 | Forestview Dr | Laredo Rd | Land O Lakes Rd | 457.124 | PVC | 8 |  | 75 | 160 | 73139.8338 | 7313.9834 | 12068.0726 | 92521.8897 | 71 |  | Potable | 1 | 1 | 1 | 1 | 2021-03-24 09:45 | BAXTER\tdeboer |  | wVLV-2186 | wVLV-2185 |  | {A7EDB743-2F78-4EF4-9140-81622F241551}
3646 | wMAIN-5516 |  | NORTH FORESTVIEW IMPROVEMENTS PROJECT | 2020 | Forestview Dr | Land O Lakes Rd | Camwood Trl | 263.0899 | PVC | 16 |  | 75 | 275 | 72349.7352 | 7234.9735 | 11937.7063 | 91522.4151 | 71 |  | Potable | 1 | 1 | 1 | 1 | 2021-03-24 09:52 | BAXTER\tdeboer |  | wVLV-2187 | wFIT-2350 |  | {13DEA875-480D-4355-AD65-58A20D319CDB}
3647 | wMAIN-5517 |  | NORTH FORESTVIEW IMPROVEMENTS PROJECT | 2020 | Forestview Dr | Land O Lakes Rd | Camwood Trl | 2.6466 | PVC | 16 |  | 75 | 275 | 727.8146 | 72.7815 | 120.0894 | 920.6855 | 71 |  | Potable | 1 | 1 | 1 | 1 | 2021-03-24 09:52 | BAXTER\tdeboer |  | wVLV-2187 | wFIT-2351 |  | {17A56D96-68C0-4AFE-B136-431C8F4EDF47}
3648 | wMAIN-5518 |  | NORTH FORESTVIEW IMPROVEMENTS PROJECT | 2020 | Forestview Dr | Camwood Trl | Highland Senic Rd | 3.6253 | PVC | 16 |  | 75 | 275 | 996.9705 | 99.697 | 164.5001 | 1261.1677 | 71 |  | Potable | 1 | 1 | 1 | 1 | 2021-03-24 09:52 | BAXTER\tdeboer |  | wFIT-2351 | wVLV-2188 |  | {AB79E6CD-F84E-4DA9-8D03-8C68D84E7D94}
3649 | wMAIN-5519 |  | NORTH FORESTVIEW IMPROVEMENTS PROJECT | 2020 | Camwood Trl | Senic River Dr | Forestview Dr | 2.3574 | PVC | 12 |  | 75 | 200 | 471.4795 | 47.1479 | 77.7941 | 596.4215 | 71 |  | Potable | 1 | 1 | 1 | 1 | 2021-03-24 09:53 | BAXTER\tdeboer |  | wFIT-2351 | wVLV-2189 |  | {3FDE2D7C-0069-4405-9D76-F68F57D754D7}
3650 | wMAIN-5520 |  | NORTH FORESTVIEW IMPROVEMENTS PROJECT | 2020 | Forestview Dr | Camwood Trl | Highland Senic Rd | 251.5937 | PVC | 16 |  | 75 | 275 | 69188.273 | 6918.8273 | 11416.065 | 87523.1653 | 71 |  | Potable | 1 | 1 | 1 | 1 | 2021-03-24 09:54 | BAXTER\tdeboer |  | wFIT-2352 | wVLV-2188 |  | {226251B1-E01E-465A-B1C0-D9D0E33E3D5E}
3651 | wMAIN-5521 |  | NORTH FORESTVIEW IMPROVEMENTS PROJECT | 2020 | Forestview Dr | Camwood Trl | Highland Senic Rd | 5.4754 | PVC | 8 |  | 75 | 160 | 876.0579 | 87.6058 | 144.5495 | 1108.2132 | 71 |  | Potable | 1 | 1 | 1 | 1 | 2021-03-24 09:54 | BAXTER\tdeboer |  | wFIT-2352 | wVLV-2190 |  | {5C097AC8-641D-49E6-B4DC-486855B8E882}
3652 | wMAIN-5522 |  | NORTH FORESTVIEW IMPROVEMENTS PROJECT | 2020 | Forestview Dr | Camwood Trl | Highland Senic Rd | 62.956 | PVC | 8 |  | 75 | 160 | 10072.9577 | 1007.2958 | 1662.038 | 12742.2915 | 71 |  | Potable | 1 | 1 | 1 | 1 | 2021-03-24 09:54 | BAXTER\tdeboer |  | wVLV-2190 | wFIT-2353 |  | {59D8751F-C577-435B-832D-2A1FBDBDDFB7}
3653 | wMAIN-5525 |  | NORTH FORESTVIEW IMPROVEMENTS PROJECT | 2020 | Forestview Dr | Camwood Trl | Highland Senic Rd | 5.0211 | PVC | 8 |  | 75 | 160 | 803.3812 | 80.3381 | 132.5579 | 1016.2772 | 71 |  | Potable | 1 | 1 | 1 | 1 | 2021-03-24 09:55 | BAXTER\tdeboer |  | wFIT-2353 | wFIT-2354 |  | {2F53F3C9-0EC8-4CB7-A18A-27C56AE72E6D}
3654 | wMAIN-5526 |  | NORTH FORESTVIEW IMPROVEMENTS PROJECT | 2020 | Forestview Dr | Camwood Trl | Highland Senic Rd | 2.7949 | PVC | 8 |  | 75 | 160 | 447.1911 | 44.7191 | 73.7865 | 565.6967 | 71 |  | Potable | 1 | 1 | 1 | 1 | 2021-03-24 09:56 | BAXTER\tdeboer |  | wFIT-2355 | wVLV-2192 |  | {D9BEBA7D-F39E-4E4D-949F-0DA68003C333}
3655 | wMAIN-5527 |  | NORTH FORESTVIEW IMPROVEMENTS PROJECT | 2020 | Forestview Dr | Camwood Trl | Highland Senic Rd | 23.4346 | PVC | 8 |  | 75 | 160 | 3749.5403 | 374.954 | 618.6741 | 4743.1685 | 71 |  | Potable | 1 | 1 | 1 | 1 | 2021-03-24 09:56 | BAXTER\tdeboer |  | wVLV-2192 | wFIT-2356 |  | {38ED8B81-7D75-48B0-A3C9-52E8296567CE}
3656 | wMAIN-5530 |  | NORTH FORESTVIEW IMPROVEMENTS PROJECT | 2020 | Forestview Dr | Camwood Trl | Highland Senic Rd | 397.5719 | PVC | 16 |  | 75 | 275 | 109332.264 | 10933.2264 | 18039.8236 | 138305.314 | 71 |  | Potable | 1 | 1 | 1 | 1 | 2021-03-24 09:57 | BAXTER\tdeboer |  | wFIT-2355 | wFIT-2352 |  | {C675B4FC-C1A9-4B23-A041-01D8670CFF7F}
3657 | wMAIN-5533 |  | NORTH FORESTVIEW IMPROVEMENTS PROJECT | 2020 | Forestview Dr | Camwood Trl | Highland Senic Rd | 2.883 | PVC | 16 |  | 75 | 275 | 792.8336 | 79.2834 | 130.8175 | 1002.9345 | 71 |  | Potable | 1 | 1 | 1 | 1 | 2021-03-24 09:59 | BAXTER\tdeboer |  | wVLV-2194 | wFIT-2357 |  | {5C22A4E6-6EBB-467E-9DB3-933F63BDEFD0}
3658 | wMAIN-5534 |  | NORTH FORESTVIEW IMPROVEMENTS PROJECT | 2020 | Forestview Dr | Camwood Trl | Highland Senic Rd | 268.8162 | PVC | 16 |  | 75 | 275 | 73924.451 | 7392.4451 | 12197.5344 | 93514.4305 | 71 |  | Potable | 1 | 1 | 1 | 1 | 2021-03-24 10:30 | BAXTER\tdeboer |  | wFIT-2357 | wFIT-2355 |  | {CE91F75A-CDCC-4072-87C3-26E6C4FEAB90}
3659 | wMAIN-5537 |  | NORTH FORESTVIEW IMPROVEMENTS PROJECT | 2020 | Forestview Dr | Camwood Trl | Highland Senic Rd | 109.8271 | PVC | 16 |  | 75 | 275 | 30202.4578 | 3020.2458 | 4983.4055 | 38206.1091 | 71 |  | Potable | 1 | 1 | 1 | 1 | 2021-03-24 10:00 | BAXTER\tdeboer |  | wFIT-2358 | wVLV-2194 |  | {A249662C-D9B5-40DF-970B-1AE5FE230228}
3660 | wMAIN-5540 |  | NORTH FORESTVIEW IMPROVEMENTS PROJECT | 2020 | Land O Lakes Rd | Forestview Dr | Fuschia Dr | 59.0518 | PVC | 16 |  | 75 | 275 | 16239.2389 | 1623.9239 | 2679.4744 | 20542.6372 | 71 |  | Potable | 1 | 1 | 1 | 1 | 2021-03-24 10:38 | BAXTER\tdeboer |  | wFIT-2350 | wFIT-2359 |  | {AB6F709B-A2AB-4A15-8364-B9C684204860}
3661 | wMAIN-5541 |  | NORTH FORESTVIEW IMPROVEMENTS PROJECT | 2020 | Land O Lakes Rd | Forestview Dr | Fuschia Dr | 3.1179 | PVC | 16 |  | 75 | 275 | 857.4359 | 85.7436 | 141.4769 | 1084.6564 | 71 |  | Potable | 1 | 1 | 1 | 1 | 2021-03-24 10:41 | BAXTER\tdeboer |  | wFIT-2359 | wVLV-2197 |  | {65499DD0-44C8-4C95-9182-15B5180E2C04}
3662 | wMAIN-5544 |  | NORTH FORESTVIEW IMPROVEMENTS PROJECT | 2020 | Land O Lakes Rd | Forestview Dr | Fuschia Dr | 388.5837 | PVC | 16 |  | 75 | 275 | 106860.5111 | 10686.0511 | 17631.9843 | 135178.5466 | 71 |  | Potable | 1 | 1 | 1 | 1 | 2021-03-24 10:47 | BAXTER\tdeboer |  | wFIT-2360 | wVLV-2197 |  | {862E1D35-DBCF-42E1-B66A-5F50CC90AF5C}
3663 | wMAIN-5545 |  | NORTH FORESTVIEW IMPROVEMENTS PROJECT | 2020 | Fuschia Dr | Laredo Rd | Land O Lakes Rd | 2.2051 | PVC | 8 |  | 75 | 160 | 352.8083 | 35.2808 | 58.2134 | 446.3025 | 71 |  | Potable | 1 | 1 | 1 | 1 | 2021-03-24 10:49 | BAXTER\tdeboer |  | wFIT-2361 | wVLV-2203 |  | {F18B0DB2-CCBC-4C32-992C-1BA6F1D6F585}
3664 | wMAIN-5546 |  | NORTH FORESTVIEW IMPROVEMENTS PROJECT | 2020 | Fuschia Dr | Laredo Rd | Land O Lakes Rd | 4.3609 | PVC | 8 |  | 75 | 160 | 697.7456 | 69.7746 | 115.128 | 882.6482 | 71 |  | Potable | 1 | 1 | 1 | 1 | 2021-03-24 10:49 | BAXTER\tdeboer |  | wFIT-2361 | wVLV-2202 |  | {06DBD695-02D3-476C-9733-4FAC34C4B283}
3665 | wMAIN-5547 |  | NORTH FORESTVIEW IMPROVEMENTS PROJECT | 2020 | Land O Lakes Rd | Forestview Dr | Fuschia Dr | 2.988 | PVC | 16 |  | 75 | 275 | 821.7094 | 82.1709 | 135.582 | 1039.4624 | 71 |  | Potable | 1 | 1 | 1 | 1 | 2021-03-24 10:49 | BAXTER\tdeboer |  | wFIT-2361 | wVLV-2201 |  | {7C964B40-6207-4573-9940-F7BA13442721}
3666 | wMAIN-5548 |  | NORTH FORESTVIEW IMPROVEMENTS PROJECT | 2020 | Land O Lakes Rd | Forestview Dr | Fuschia Dr | 3.7096 | PVC | 16 |  | 75 | 275 | 1020.139 | 102.0139 | 168.3229 | 1290.4759 | 71 |  | Potable | 1 | 1 | 1 | 1 | 2021-03-24 10:49 | BAXTER\tdeboer |  | wFIT-2361 | wVLV-2200 |  | {963124FC-D142-4B0F-8071-612F8F06A5F5}
3667 | wMAIN-5549 |  | NORTH FORESTVIEW IMPROVEMENTS PROJECT | 2020 | Land O Lakes Rd | Forestview Dr | Fuschia Dr | 408.5213 | PVC | 16 |  | 75 | 275 | 112343.3504 | 11234.335 | 18536.6528 | 142114.3382 | 71 |  | Potable | 1 | 1 | 1 | 1 | 2021-03-24 10:50 | BAXTER\tdeboer |  | wVLV-2200 | wFIT-2360 |  | {E5FA78F0-032D-49C9-8F32-1325759B2C64}
3668 | wMAIN-5550 |  | NORTH FORESTVIEW IMPROVEMENTS PROJECT | 2020 | Fuschia Dr | Laredo Rd | Land O Lakes Rd | 40.4052 | PVC | 8 |  | 75 | 160 | 6464.8259 | 646.4826 | 1066.6963 | 8178.0048 | 71 |  | Potable | 1 | 1 | 1 | 1 | 2021-03-24 10:50 | BAXTER\tdeboer |  | wVLV-2202 | wFIT-2362 |  | {86CC3041-7062-4675-AC17-2229060D81B6}
3669 | wMAIN-5553 |  | NORTH FORESTVIEW IMPROVEMENTS PROJECT | 2020 | Fuschia Dr | Laredo Rd | Land O Lakes Rd | 3.8564 | PVC | 8 |  | 75 | 160 | 617.0259 | 61.7026 | 101.8093 | 780.5377 | 71 |  | Potable | 1 | 1 | 1 | 1 | 2021-03-24 10:52 | BAXTER\tdeboer |  | wVLV-2206 | wFIT-2364 |  | {7D3FBD1F-FFDC-4EA9-BEFA-0ABA612A0C63}
3670 | wMAIN-5554 |  | NORTH FORESTVIEW IMPROVEMENTS PROJECT | 2020 | Fuschia Dr | Laredo Rd | Land O Lakes Rd | 2.7682 | PVC | 8 |  | 75 | 160 | 442.9119 | 44.2912 | 73.0805 | 560.2835 | 71 |  | Potable | 1 | 1 | 1 | 1 | 2021-03-24 10:52 | BAXTER\tdeboer |  | wFIT-2364 | wVLV-2205 |  | {9D08617F-E833-42EA-AEAE-739C53DE5226}
3671 | wMAIN-5555 |  | NORTH FORESTVIEW IMPROVEMENTS PROJECT | 2020 | Fuschia Dr | Laredo Rd | Land O Lakes Rd | 483.1007 | PVC | 8 |  | 75 | 160 | 77296.1054 | 7729.6105 | 12753.8574 | 97779.5733 | 71 |  | Potable | 1 | 1 | 1 | 1 | 2021-03-24 10:52 | BAXTER\tdeboer |  | wVLV-2205 | wVLV-2203 |  | {8685FF05-34D9-4042-8A65-A230FF69354D}
3672 | wMAIN-5558 |  | NORTH FORESTVIEW IMPROVEMENTS PROJECT | 2020 | Laredo Rd | Forestview Dr | Fuschia Dr | 2.3756 | PVC | 6 |  | 75 | 140 | 332.5865 | 33.2587 | 54.8768 | 420.722 | 71 |  | Potable | 1 | 1 | 1 | 1 | 2021-03-24 10:53 | BAXTER\tdeboer |  | wFIT-2363 | wFIT-2365 |  | {E75D4FD3-EE93-40E0-A56A-5671094C8D66}
3673 | wMAIN-5563 |  | NORTH FORESTVIEW IMPROVEMENTS PROJECT | 2020 | Laredo Rd | Forestview Dr | Fuschia Dr | 59.3052 | PVC | 8 |  | 75 | 160 | 9488.824 | 948.8824 | 1565.656 | 12003.3624 | 71 |  | Potable | 1 | 1 | 1 | 1 | 2021-03-24 10:54 | BAXTER\tdeboer |  | wVLV-2184 | wFIT-2367 |  | {E46623F8-B8C0-4144-B125-0C64E5DC80FF}
3674 | wMAIN-5564 |  | NORTH FORESTVIEW IMPROVEMENTS PROJECT | 2020 | Laredo Rd | Forestview Dr | Fuschia Dr | 2.6766 | PVC | 8 |  | 75 | 160 | 428.261 | 42.8261 | 70.6631 | 541.7501 | 71 |  | Potable | 1 | 1 | 1 | 1 | 2021-03-24 10:55 | BAXTER\tdeboer |  | wVLV-2184 | wFIT-2349 |  | {611F0FB1-1768-41F8-AC2E-CB4A5A84D342}
3675 | wMAIN-5565 |  | NORTH FORESTVIEW IMPROVEMENTS PROJECT | 2020 | Laredo Rd | Forestview Dr | Fuschia Dr | 389.709 | PVC | 8 |  | 75 | 160 | 62353.4447 | 6235.3445 | 10288.3184 | 78877.1076 | 71 |  | Potable | 1 | 1 | 1 | 1 | 2021-03-24 10:55 | BAXTER\tdeboer |  | wFIT-2367 | wFIT-2366 |  | {8ACB0CC7-7F61-4EA8-BB34-3803A2D4564F}
3676 | wMAIN-5566 |  | NORTH FORESTVIEW IMPROVEMENTS PROJECT | 2020 | Laredo Rd | Forestview Dr | Fuschia Dr | 384.779 | PVC | 8 |  | 75 | 160 | 61564.6413 | 6156.4641 | 10158.1658 | 77879.2712 | 71 |  | Potable | 1 | 1 | 1 | 1 | 2021-03-24 10:55 | BAXTER\tdeboer |  | wFIT-2366 | wFIT-2363 |  | {FE2DE59D-63C1-42FE-93EA-A75D25C5F171}
3677 | wMAIN-5569 |  | NORTH FORESTVIEW IMPROVEMENTS PROJECT | 2020 | Fuschia Dr | Forestview Dr | Laredo Rd | 397.9387 | PVC | 8 |  | 75 | 160 | 63670.1874 | 6367.0187 | 10505.5809 | 80542.7871 | 71 |  | Potable | 1 | 1 | 1 | 1 | 2021-03-24 10:57 | BAXTER\tdeboer |  | wFIT-2368 | wVLV-2206 |  | {BD4DA21F-9D77-47B6-90EB-495879731D60}
3678 | wMAIN-5572 |  | NORTH FORESTVIEW IMPROVEMENTS PROJECT | 2020 | Fuschia Dr | Forestview Dr | Laredo Rd | 3.2229 | PVC | 6 |  | 75 | 140 | 451.2102 | 45.121 | 74.4497 | 570.7809 | 71 |  | Potable | 1 | 1 | 1 | 1 | 2021-03-24 10:58 | BAXTER\tdeboer |  | wFIT-2346 | wVLV-2172 |  | {0F903402-3DA0-43D3-B0B2-F42F7EDDF66A}
3679 | wMAIN-5573 |  | NORTH FORESTVIEW IMPROVEMENTS PROJECT | 2020 | Fuschia Dr | Forestview Dr | Laredo Rd | 58.4623 | PVC | 6 |  | 75 | 140 | 8184.7249 | 818.4725 | 1350.4796 | 10353.677 | 71 |  | Potable | 1 | 1 | 1 | 1 | 2021-03-24 10:58 | BAXTER\tdeboer |  | wVLV-2172 | wFIT-2369 |  | {A05AA43D-22B3-4C5D-8739-52231C71B8E2}
3680 | wMAIN-5574 |  | NORTH FORESTVIEW IMPROVEMENTS PROJECT | 2020 | Fuschia Dr | Forestview Dr | Laredo Rd | 446.308 | PVC | 6 |  | 75 | 140 | 62483.122 | 6248.3122 | 10309.7151 | 79041.1493 | 71 |  | Potable | 1 | 1 | 1 | 1 | 2021-03-24 10:59 | BAXTER\tdeboer |  | wFIT-2369 | wFIT-2368 |  | {FFBFC562-D92D-488C-83CE-BE54BA732502}
3681 | wMAIN-5577 |  | NORTH FORESTVIEW IMPROVEMENTS PROJECT | 2020 | North Forestview | Bypass 371 | None | 3.0344 | PVC | 16 |  | 75 | 275 | 834.454 | 83.4454 | 137.6849 | 1055.5843 | 71 |  | Potable | 1 | 1 | 1 | 1 | 2021-03-24 11:01 | BAXTER\tdeboer |  | wFIT-2370 | wVLV-2214 |  | {CA6FBDD6-FE31-4FCB-A011-5702E3CFEB98}
3682 | wMAIN-5578 |  | NORTH FORESTVIEW IMPROVEMENTS PROJECT | 2020 | North Forestview | None | None | 1612.2171 | PVC | 16 |  | 75 | 275 | 443359.7015 | 44335.9702 | 73154.3508 | 560850.0225 | 71 |  | Potable | 1 | 1 | 1 | 1 | 2021-03-24 11:02 | BAXTER\tdeboer |  | wVLV-2214 |  |  | {427A67A1-C73C-4C7A-876E-9F853EF66481}
3683 | wMAIN-5581 |  | NORTH FORESTVIEW IMPROVEMENTS PROJECT | 2020 | North Forestview | None | None | 2.7084 | PVC | 16 |  | 75 | 275 | 744.81 | 74.481 | 122.8936 | 942.1846 | 71 |  | Potable | 1 | 1 | 1 | 1 | 2021-03-24 11:03 | BAXTER\tdeboer |  | wFIT-2371 | wVLV-2215 |  | {5B0B353B-9822-43E9-B53C-D1893607DD5E}
3684 | wMAIN-5582 |  | NORTH FORESTVIEW IMPROVEMENTS PROJECT | 2020 | North Forestview | Bypass 371 | None | 353.0305 | PVC | 16 |  | 75 | 275 | 97083.3836 | 9708.3384 | 16018.7583 | 122810.4803 | 71 |  | Potable | 1 | 1 | 1 | 1 | 2021-03-24 11:03 | BAXTER\tdeboer |  |  | wFIT-2370 |  | {8676EB97-7864-4852-9ED2-F0788600A773}
3685 | wMAIN-5583 |  | NORTH FORESTVIEW IMPROVEMENTS PROJECT | 2020 | North Forestview | None | None | 9.7617 | PVC | 8 |  | 75 | 160 | 1561.872 | 156.1872 | 257.7089 | 1975.7681 | 71 |  | Potable | 1 | 1 | 1 | 1 | 2021-03-24 11:04 | BAXTER\tdeboer |  | wFIT-2372 | wVLV-2217 |  | {48437599-CA9A-4D71-96F1-9F0E9F30EF66}
3686 | wMAIN-5584 |  | NORTH FORESTVIEW IMPROVEMENTS PROJECT | 2020 | North Forestview | None | None | 4.2336 | PVC | 8 |  | 75 | 160 | 677.376 | 67.7376 | 111.767 | 856.8806 | 71 |  | Potable | 1 | 1 | 1 | 1 | 2021-03-24 11:04 | BAXTER\tdeboer |  | wFIT-2373 | wVLV-2217 |  | {9D022602-675F-4364-B349-A34F95D19992}
3687 | wMAIN-5585 |  | NORTH FORESTVIEW IMPROVEMENTS PROJECT | 2020 | North Forestview | None | None | 849.2982 | PVC | 16 |  | 75 | 275 | 233557.0089 | 23355.7009 | 38536.9065 | 295449.6162 | 71 |  | Potable | 1 | 1 | 1 | 1 | 2021-03-24 11:05 | BAXTER\tdeboer |  | wFIT-2372 |  |  | {AC9B7A32-499C-4A26-8C06-20B3E3FCAEF4}
3688 | wMAIN-5586 |  | NORTH FORESTVIEW IMPROVEMENTS PROJECT | 2020 | North Forestview | None | None | 3.922 | PVC | 8 |  | 75 | 160 | 627.5205 | 62.752 | 103.5409 | 793.8134 | 71 |  | Potable | 1 | 1 | 1 | 1 | 2021-03-24 11:08 | BAXTER\tdeboer |  | wFIT-2376 |  |  | {4CF16BAD-A849-4DF5-8072-2A4C999537CE}
3689 | wMAIN-5587 |  | NORTH FORESTVIEW IMPROVEMENTS PROJECT | 2020 | North Forestview | None | None | 19.7807 | PVC | 8 |  | 75 | 160 | 3164.9182 | 316.4918 | 522.2115 | 4003.6215 | 71 |  | Potable | 1 | 1 | 1 | 1 | 2021-03-24 11:06 | BAXTER\tdeboer |  | wFIT-2375 | wFIT-2374 |  | {02DA4D19-D442-41EA-8CC1-03579FAF1290}
3690 | wMAIN-5590 |  | NORTH FORESTVIEW IMPROVEMENTS PROJECT | 2020 | North Forestview | None | None | 3.8683 | PVC | 8 |  | 75 | 160 | 618.9285 | 61.8928 | 102.1232 | 782.9445 | 71 |  | Potable | 1 | 1 | 1 | 1 | 2021-03-24 11:08 | BAXTER\tdeboer |  |  | wFIT-2375 |  | {B484D8F5-0741-48B0-961E-E869EA4C37C1}
3691 | wMAIN-5591 |  | NORTH FORESTVIEW IMPROVEMENTS PROJECT | 2020 | North Forestview | None | None | 5.9995 | PVC | 16 |  | 75 | 275 | 1649.8649 | 164.9865 | 272.2277 | 2087.0791 | 71 |  | Potable | 1 | 1 | 1 | 1 | 2021-03-24 11:08 | BAXTER\tdeboer |  | wFIT-2374 | wVLV-2218 |  | {8BA4972D-81C3-4646-9B08-9F70B2B521F0}
3692 | wMAIN-5592 |  | NORTH FORESTVIEW IMPROVEMENTS PROJECT | 2020 | North Forestview | None | None | 29.1532 | PVC | 16 |  | 75 | 275 | 8017.13 | 801.713 | 1322.8265 | 10141.6695 | 71 |  | Potable | 1 | 1 | 1 | 1 | 2021-03-24 11:08 | BAXTER\tdeboer |  | wVLV-2218 | wFIT-2372 |  | {0FE5B5D8-F73C-43A5-9542-11CDA77EBB8A}
3693 | wMAIN-5595 |  | NORTH FORESTVIEW IMPROVEMENTS PROJECT | 2020 | North Forestview | None | None | 4.3667 | PVC | 8 |  | 75 | 160 | 698.6742 | 69.8674 | 115.2812 | 883.8228 | 71 |  | Potable | 1 | 1 | 1 | 1 | 2021-03-24 11:09 | BAXTER\tdeboer |  | wFIT-2377 | wVLV-2221 |  | {031C87F3-BE57-4E00-AE6B-32A511929DF7}
3694 | wMAIN-5596 |  | NORTH FORESTVIEW IMPROVEMENTS PROJECT | 2020 | North Forestview | None | None | 31.9138 | PVC | 8 |  | 75 | 160 | 5106.2042 | 510.6204 | 842.5237 | 6459.3483 | 71 |  | Potable | 1 | 1 | 1 | 1 | 2021-03-24 11:09 | BAXTER\tdeboer |  | wVLV-2221 | wFIT-2378 |  | {A11C53ED-BA31-4619-A1D3-776E0C9AE4F7}
3695 | wMAIN-5597 |  | NORTH FORESTVIEW IMPROVEMENTS PROJECT | 2020 | North Forestview | None | None | 14.718 | PVC | 8 |  | 75 | 160 | 2354.8858 | 235.4886 | 388.5562 | 2978.9306 | 71 |  | Potable | 1 | 1 | 1 | 1 | 2021-03-24 11:09 | BAXTER\tdeboer |  | wFIT-2378 | wFIT-2379 |  | {49621594-765B-4F15-BFB5-E043346F5A2A}
3696 | wMAIN-5598 |  | NORTH FORESTVIEW IMPROVEMENTS PROJECT | 2020 | North Forestview | None | None | 89.9619 | PVC | 16 |  | 75 | 275 | 24739.5225 | 2473.9523 | 4082.0212 | 31295.496 | 71 |  | Potable | 1 | 1 | 1 | 1 | 2021-03-24 11:10 | BAXTER\tdeboer |  | wFIT-2377 | wFIT-2374 |  | {36235687-6544-415B-ADDD-DA8532481C70}
3697 | wMAIN-5599 |  | NORTH FORESTVIEW IMPROVEMENTS PROJECT | 2020 | North Forestview | None | None | 2.623 | PVC | 8 |  | 75 | 160 | 419.6842 | 41.9684 | 69.2479 | 530.9005 | 71 |  | Potable | 1 | 1 | 1 | 1 | 2021-03-24 11:10 | BAXTER\tdeboer |  | wFIT-2380 | wVLV-2223 |  | {B18DFA1C-525E-48ED-B1AD-D59A3AA494E7}
3698 | wMAIN-5600 |  | NORTH FORESTVIEW IMPROVEMENTS PROJECT | 2020 | North Forestview | None | None | 40.4362 | PVC | 8 |  | 75 | 160 | 6469.7866 | 646.9787 | 1067.5148 | 8184.28 | 71 |  | Potable | 1 | 1 | 1 | 1 | 2021-03-24 11:10 | BAXTER\tdeboer |  | wVLV-2223 | wFIT-2381 |  | {300A7BE8-D4FB-4C47-8611-D2503365848B}
3699 | wMAIN-5601 |  | NORTH FORESTVIEW IMPROVEMENTS PROJECT | 2020 | North Forestview | None | None | 11.0932 | PVC | 8 |  | 75 | 160 | 1774.9121 | 177.4912 | 292.8605 | 2245.2638 | 71 |  | Potable | 1 | 1 | 1 | 1 | 2021-03-24 11:10 | BAXTER\tdeboer |  | wFIT-2381 | wFIT-2382 |  | {93757455-8163-4669-AF93-7B105D352EAF}
3700 | wMAIN-5604 |  | NORTH FORESTVIEW IMPROVEMENTS PROJECT | 2020 | North Forestview | None | None | 303.8987 | PVC | 16 |  | 75 | 275 | 83572.1547 | 8357.2155 | 13789.4055 | 105718.7757 | 71 |  | Potable | 1 | 1 | 1 | 1 | 2021-03-24 11:12 | BAXTER\tdeboer |  | wFIT-2380 | wFIT-2377 |  | {ECAF0372-C450-4F94-8C2E-F8BF92B0C373}
3701 | wMAIN-5605 |  | NORTH FORESTVIEW IMPROVEMENTS PROJECT | 2020 | North Forestview | None | None | 8.2546 | PVC | 8 |  | 75 | 160 | 1320.7297 | 132.073 | 217.9204 | 1670.7231 | 71 |  | Potable | 1 | 1 | 1 | 1 | 2021-03-24 11:13 | BAXTER\tdeboer |  | wFIT-2385 | wFIT-2384 |  | {4D37D802-EE03-4A29-8B72-702EF59278BC}
3702 | wMAIN-5608 |  | NORTH FORESTVIEW IMPROVEMENTS PROJECT | 2020 | North Forestview | None | None | 18.1335 | PVC | 8 |  | 75 | 160 | 2901.3601 | 290.136 | 478.7244 | 3670.2205 | 71 |  | Potable | 1 | 1 | 1 | 1 | 2021-03-24 11:13 | BAXTER\tdeboer |  | wFIT-2384 | wFIT-2383 |  | {AC06CEB4-156D-4A3E-84FC-80941F9F7F31}
3703 | wMAIN-5609 |  | NORTH FORESTVIEW IMPROVEMENTS PROJECT | 2020 | North Forestview | None | None | 196.039 | PVC | 16 |  | 75 | 275 | 53910.7139 | 5391.0714 | 8895.2678 | 68197.0531 | 71 |  | Potable | 1 | 1 | 1 | 1 | 2021-03-24 11:13 | BAXTER\tdeboer |  | wFIT-2383 | wFIT-2380 |  | {CBE39D00-8925-4DBB-85C3-EC19E4F6870C}
3704 | wMAIN-5610 |  | NORTH FORESTVIEW IMPROVEMENTS PROJECT | 2020 | North Forestview | None | None | 3.0371 | PVC | 16 |  | 75 | 275 | 835.216 | 83.5216 | 137.8106 | 1056.5482 | 71 |  | Potable | 1 | 1 | 1 | 1 | 2021-03-24 11:14 | BAXTER\tdeboer |  | wFIT-2193 | wVLV-2226 |  | {9AFF4C95-1E85-46CF-838F-59B6F70A4E20}
3705 | wMAIN-5611 |  | NORTH FORESTVIEW IMPROVEMENTS PROJECT | 2020 | North Forestview | None | None | 120.6544 | PVC | 16 |  | 75 | 275 | 33179.9516 | 3317.9952 | 5474.692 | 41972.6387 | 71 |  | Potable | 1 | 1 | 1 | 1 | 2021-03-24 11:15 | BAXTER\tdeboer |  | wVLV-2226 | wFIT-2383 |  | {C3C334DE-18CC-4705-88B8-FE865083AF58}
3706 | wMAIN-5614 |  | NORTH FORESTVIEW IMPROVEMENTS PROJECT | 2020 | Camwood Trl | Senic River Dr | Camwood Ct | 4.0561 | PVC | 12 |  | 75 | 200 | 811.2252 | 81.1225 | 133.8522 | 1026.1999 | 71 |  | Potable | 1 | 1 | 1 | 1 | 2021-03-24 14:35 | BAXTER\tdeboer |  | wFIT-2387 | wVLV-2228 |  | {088E3F42-3D02-4253-B9FB-38899C7A34A6}
3707 | wMAIN-5615 |  | NORTH FORESTVIEW IMPROVEMENTS PROJECT | 2020 | Camwood Trl | Senic River Dr | Forestview Dr | 1045.793 | PVC | 12 |  | 75 | 200 | 209158.6039 | 20915.8604 | 34511.1696 | 264585.634 | 71 |  | Potable | 1 | 1 | 1 | 1 | 2021-03-24 14:37 | BAXTER\tdeboer |  | wVLV-2228 | wFIT-2386 |  | {B0B5D005-E38C-498D-AF4E-60CA1DE0841D}
3708 | wMAIN-5616 |  | NORTH FORESTVIEW IMPROVEMENTS PROJECT | 2020 | Camwood Trl | Senic River Dr | Forestview Dr | 31.0166 | PVC | 12 |  | 75 | 200 | 6203.3242 | 620.3324 | 1023.5485 | 7847.2051 | 71 |  | Potable | 1 | 1 | 1 | 1 | 2021-03-24 14:36 | BAXTER\tdeboer |  | wVLV-2189 | wFIT-2386 |  | {3924385C-CA4E-4434-9A45-AB41DA8175F2}
3709 | wMAIN-5619 |  | NORTH FORESTVIEW IMPROVEMENTS PROJECT | 2020 | Senic River Dr | Camwood Trl | Highland Senic Rd | 48.2677 | PVC | 8 |  | 75 | 160 | 7722.8297 | 772.283 | 1274.2669 | 9769.3795 | 71 |  | Potable | 1 | 1 | 1 | 1 | 2021-03-24 14:38 | BAXTER\tdeboer |  | wFIT-2388 | wVLV-2229 |  | {98A9EBA2-3D56-4EB7-A5CF-400DAE8BD6EB}
3710 | wMAIN-5620 |  | NORTH FORESTVIEW IMPROVEMENTS PROJECT | 2020 | Senic River Dr | Camwood Trl | Highland Senic Rd | 4.304 | PVC | 8 |  | 75 | 160 | 688.634 | 68.8634 | 113.6246 | 871.122 | 71 |  | Potable | 1 | 1 | 1 | 1 | 2021-03-24 14:38 | BAXTER\tdeboer |  | wVLV-2229 | wFIT-2387 |  | {AAF38DDD-711B-4AE3-B7AD-E3BD6F0AA588}
3711 | wMAIN-5621 |  | NORTH FORESTVIEW IMPROVEMENTS PROJECT | 2020 | Senic River Dr | Camwood Trl | Camwood Trl | 5.4981 | PVC | 12 |  | 75 | 200 | 1099.6259 | 109.9626 | 181.4383 | 1391.0268 | 71 |  | Potable | 1 | 1 | 1 | 1 | 2021-03-24 14:38 | BAXTER\tdeboer |  | wFIT-2387 | wVLV-2230 |  | {E0B145C7-2F35-4054-AC95-80DE94E713CA}
3712 | wMAIN-5624 |  | NORTH FORESTVIEW IMPROVEMENTS PROJECT | 2020 | Senic River Dr | Camwood Trl | Highland Senic Rd | 6.7412 | PVC | 8 |  | 75 | 160 | 1078.5948 | 107.8595 | 177.9681 | 1364.4224 | 71 |  | Potable | 1 | 1 | 1 | 1 | 2021-03-24 14:39 | BAXTER\tdeboer |  | wFIT-2390 | wFIT-2389 |  | {CA9C4ACF-2A17-4AA6-84C8-5A1876746330}
3713 | wMAIN-5625 |  | NORTH FORESTVIEW IMPROVEMENTS PROJECT | 2020 | Senic River Dr | Camwood Trl | Highland Senic Rd | 558.6824 | PVC | 8 |  | 75 | 160 | 89389.1901 | 8938.919 | 14749.2164 | 113077.3254 | 71 |  | Potable | 1 | 1 | 1 | 1 | 2021-03-24 14:40 | BAXTER\tdeboer |  | wFIT-2389 | wFIT-2388 |  | {644DB022-B411-4F2C-BFE3-C9C6E62AD8F7}
3714 | wMAIN-5628 |  | NORTH FORESTVIEW IMPROVEMENTS PROJECT | 2020 | Mississippi Rd | Senic River Dr | Forestview Dr | 26.5938 | PVC | 8 |  | 75 | 160 | 4255.0156 | 425.5016 | 702.0776 | 5382.5947 | 71 |  | Potable | 1 | 1 | 1 | 1 | 2021-03-24 14:41 | BAXTER\tdeboer |  | wVLV-2181 | wFIT-2391 |  | {3BC8FC95-93D6-44E6-9B34-E47C447B8097}
3715 | wMAIN-5631 |  | NORTH FORESTVIEW IMPROVEMENTS PROJECT | 2020 | Scenic River Dr | Forestview Dr | Mississippi Rd | 3.5807 | PVC | 8 |  | 75 | 160 | 572.9056 | 57.2906 | 94.5294 | 724.7256 | 71 |  | Potable | 1 | 1 | 1 | 1 | 2021-03-24 14:42 | BAXTER\tdeboer |  | wVLV-2237 | wFIT-2393 |  | {6E2F1C7A-A6E2-461D-852B-93110BADA14D}
3716 | wMAIN-5632 |  | NORTH FORESTVIEW IMPROVEMENTS PROJECT | 2020 | Scenic River Dr | Mississippi Rd | Camwood Trl | 3.026 | PVC | 8 |  | 75 | 160 | 484.1622 | 48.4162 | 79.8868 | 612.4652 | 71 |  | Potable | 1 | 1 | 1 | 1 | 2021-03-24 14:53 | BAXTER\tdeboer |  | wFIT-2393 | wVLV-2235 |  | {00F59284-EDBA-41E4-8A05-4CB57B47AB20}
3717 | wMAIN-5633 |  | NORTH FORESTVIEW IMPROVEMENTS PROJECT | 2020 | Mississippi Rd | Senic River Dr | Forestview Dr | 3.3182 | PVC | 8 |  | 75 | 160 | 530.9062 | 53.0906 | 87.5995 | 671.5963 | 71 |  | Potable | 1 | 1 | 1 | 1 | 2021-03-24 14:43 | BAXTER\tdeboer |  | wFIT-2393 | wVLV-2236 |  | {8AFAB399-B8C0-4759-A383-777CDF712AC7}
3718 | wMAIN-5634 |  | NORTH FORESTVIEW IMPROVEMENTS PROJECT | 2020 | Mississippi Rd | Senic River Dr | Forestview Dr | 47.0422 | PVC | 8 |  | 75 | 160 | 7526.754 | 752.6754 | 1241.9144 | 9521.3438 | 71 |  | Potable | 1 | 1 | 1 | 1 | 2021-03-24 14:43 | BAXTER\tdeboer |  | wVLV-2236 | wFIT-2392 |  | {DF470978-1454-4AE4-A0F8-98CFF09501C8}
3719 | wMAIN-5635 |  | NORTH FORESTVIEW IMPROVEMENTS PROJECT | 2020 | Mississippi Rd | Senic River Dr | Forestview Dr | 544.1329 | PVC | 8 |  | 75 | 160 | 87061.2573 | 8706.1257 | 14365.1075 | 110132.4905 | 71 |  | Potable | 1 | 1 | 1 | 1 | 2021-03-24 14:44 | BAXTER\tdeboer |  | wFIT-2392 | wFIT-2391 |  | {53DDE67A-D9AC-41D3-BE34-9F0FCB491E6F}
3720 | wMAIN-5636 |  | NORTH FORESTVIEW IMPROVEMENTS PROJECT | 2020 | Senic River Dr | Camwood Trl | Camwood Trl | 4.1391 | PVC | 8 |  | 75 | 160 | 662.2528 | 66.2253 | 109.2717 | 837.7498 | 71 |  | Potable | 1 | 1 | 1 | 1 | 2021-03-24 14:45 | BAXTER\tdeboer |  | wFIT-2394 | wVLV-2239 |  | {4ED10C33-D13C-4D45-AD50-6E5AB3661019}
3721 | wMAIN-5637 |  | NORTH FORESTVIEW IMPROVEMENTS PROJECT | 2020 | Camwood Trl | Senic River Dr | Chetsnut Dr | 3.1235 | PVC | 12 |  | 75 | 200 | 624.7097 | 62.471 | 103.0771 | 790.2578 | 71 |  | Potable | 1 | 1 | 1 | 1 | 2021-03-24 14:45 | BAXTER\tdeboer |  | wFIT-2394 | wVLV-2240 |  | {5CD860CA-B625-4CBB-97A9-39A899156497}
3722 | wMAIN-5638 |  | NORTH FORESTVIEW IMPROVEMENTS PROJECT | 2020 | Scenic River Dr | Camwood Trl | None | 5.0354 | PVC | 12 |  | 75 | 200 | 1007.0813 | 100.7081 | 166.1684 | 1273.9579 | 71 |  | Potable | 1 | 1 | 1 | 1 | 2021-03-24 14:46 | BAXTER\tdeboer |  | wFIT-2394 | wVLV-2238 |  | {9D94DCE7-25ED-41F8-B2A9-263A2B25876A}
3723 | wMAIN-5639 |  | NORTH FORESTVIEW IMPROVEMENTS PROJECT | 2020 | Senic River Dr | Camwood Trl | Camwood Trl | 507.8386 | PVC | 12 |  | 75 | 200 | 101567.7247 | 10156.7725 | 16758.6746 | 128483.1717 | 71 |  | Potable | 1 | 1 | 1 | 1 | 2021-03-24 14:46 | BAXTER\tdeboer |  |  | wVLV-2230 |  | {7A6B6BAB-B250-415F-BF01-3D28EF479323}
3724 | wMAIN-5642 |  | NORTH FORESTVIEW IMPROVEMENTS PROJECT | 2020 | Scenic River Dr | Mississippi Rd | Camwood Trl | 35.8298 | PVC | 8 |  | 75 | 160 | 5732.7686 | 573.2769 | 945.9068 | 7251.9523 | 71 |  | Potable | 1 | 1 | 1 | 1 | 2021-03-24 14:52 | BAXTER\tdeboer |  | wFIT-2395 | wVLV-2239 |  | {B67D419F-7D16-4E09-9E96-94A58CDC8ABA}
3725 | wMAIN-5646 |  | NORTH FORESTVIEW IMPROVEMENTS PROJECT | 2020 | Scenic River Dr | Mississippi Rd | Camwood Trl | 430.6414 | PVC | 8 |  | 75 | 160 | 68902.6167 | 6890.2617 | 11368.9318 | 87161.8102 | 71 |  | Potable | 1 | 1 | 1 | 1 | 2021-03-24 14:54 | BAXTER\tdeboer |  | wFIT-2395 | wFIT-2396 |  | {EC699F43-93F9-4676-82F2-8F421B870F46}
3726 | wMAIN-5647 |  | NORTH FORESTVIEW IMPROVEMENTS PROJECT | 2020 | Scenic River Dr | Mississippi Rd | Camwood Trl | 537.3051 | PVC | 8 |  | 75 | 160 | 85968.8114 | 8596.8811 | 14184.8539 | 108750.5464 | 71 |  | Potable | 1 | 1 | 1 | 1 | 2021-03-24 14:54 | BAXTER\tdeboer |  | wFIT-2396 | wVLV-2235 |  | {B5B36609-3C07-4416-9763-6D5F008DAF41}
3727 | wMAIN-5650 |  | NORTH FORESTVIEW IMPROVEMENTS PROJECT | 2020 | Senic River Dr | Forestview Dr | Mississippi Rd | 216.7501 | PVC | 8 |  | 75 | 160 | 34680.0239 | 3468.0024 | 5722.2039 | 43870.2303 | 71 |  | Potable | 1 | 1 | 1 | 1 | 2021-03-24 14:57 | BAXTER\tdeboer |  | wVLV-2244 | wFIT-2397 |  | {2F5F7AC9-F49F-4919-A36C-6585F7E94F77}
3728 | wMAIN-5651 |  | NORTH FORESTVIEW IMPROVEMENTS PROJECT | 2020 | Senic River Dr | Forestview Dr | Mississippi Rd | 501.4437 | PVC | 8 |  | 75 | 160 | 80230.9871 | 8023.0987 | 13238.1129 | 101492.1986 | 71 |  | Potable | 1 | 1 | 1 | 1 | 2021-03-24 14:56 | BAXTER\tdeboer |  | wFIT-2397 | wVLV-2237 |  | {AEFAD311-0694-4A43-B43F-B9F3A110B0B3}
3729 | wMAIN-5654 |  | NORTH FORESTVIEW IMPROVEMENTS PROJECT | 2020 | Senic River Dr | Forestview Dr | Mississippi Rd | 359.5969 | PVC | 8 |  | 75 | 160 | 57535.4979 | 5753.5498 | 9493.3572 | 72782.4048 | 71 |  | Potable | 1 | 1 | 1 | 1 | 2021-03-24 14:58 | BAXTER\tdeboer |  | wFIT-2398 | wVLV-2244 |  | {CC843C32-ABCF-4A6B-9CF0-C82337F4B8FB}
3730 | wMAIN-5655 |  | NORTH FORESTVIEW IMPROVEMENTS PROJECT | 2020 | Senic River Dr | Forestview Dr | Mississippi Rd | 446.5173 | PVC | 8 |  | 75 | 160 | 71442.7699 | 7144.277 | 11788.057 | 90375.1039 | 71 |  | Potable | 1 | 1 | 1 | 1 | 2021-03-24 14:58 | BAXTER\tdeboer |  | wFIT-2398 | wVLV-2174 |  | {FC13B9C5-BCB0-4D60-A794-C48E6B2963C4}
3731 | wMAIN-5658 |  | NORTH FORESTVIEW IMPROVEMENTS PROJECT | 2020 | Camwood Trl | Senic River Dr | Chestnut Dr | 3.5303 | PVC | 12 |  | 75 | 200 | 706.0696 | 70.607 | 116.5015 | 893.178 | 71 |  | Potable | 1 | 1 | 1 | 1 | 2021-03-24 15:03 | BAXTER\tdeboer |  | wVLV-2248 |  |  | {8D729495-352B-41BD-B05E-6045ECEF68E7}
3732 | wMAIN-5659 |  | NORTH FORESTVIEW IMPROVEMENTS PROJECT | 2020 | Camwood Trl | Senic River Dr | Chestnut Dr | 3.6211 | PVC | 12 |  | 75 | 200 | 724.2109 | 72.4211 | 119.4948 | 916.1268 | 71 |  | Potable | 1 | 1 | 1 | 1 | 2021-03-24 15:03 | BAXTER\tdeboer |  |  | wVLV-2247 |  | {313AC171-83B5-4FA6-8D76-A15798F1A0FD}
3733 | wMAIN-5660 |  | NORTH FORESTVIEW IMPROVEMENTS PROJECT | 2020 | Camwood Trl | Senic River Dr | Chestnut Dr | 5.3585 | PVC | 8 |  | 75 | 160 | 857.3651 | 85.7365 | 141.4652 | 1084.5668 | 71 |  | Potable | 1 | 1 | 1 | 1 | 2021-03-24 15:03 | BAXTER\tdeboer |  |  | wVLV-2249 |  | {2E583E97-8D95-4651-867D-8A3096EC8E27}
3734 | wMAIN-5663 |  | NORTH FORESTVIEW IMPROVEMENTS PROJECT | 2020 | Camwood Trl | Senic River Dr | Chetsnut Dr | 513.0257 | PVC | 12 |  | 75 | 200 | 102605.1328 | 10260.5133 | 16929.8469 | 129795.493 | 71 |  | Potable | 1 | 1 | 1 | 1 | 2021-03-24 15:05 | BAXTER\tdeboer |  | wVLV-2247 | wFIT-2399 |  | {B95F8B8D-B30A-42EC-9F5D-025B773E6DA9}
3735 | wMAIN-5664 |  | NORTH FORESTVIEW IMPROVEMENTS PROJECT | 2020 | Camwood Trl | Senic River Dr | Chetsnut Dr | 559.1347 | PVC | 12 |  | 75 | 200 | 111826.9414 | 11182.6941 | 18451.4453 | 141461.0809 | 71 |  | Potable | 1 | 1 | 1 | 1 | 2021-03-24 15:06 | BAXTER\tdeboer |  | wFIT-2399 | wVLV-2240 |  | {7DD77CAE-9607-425B-8FA1-F1D72E8E3975}
3736 | wMAIN-5665 |  | NORTH FORESTVIEW IMPROVEMENTS PROJECT | 2020 | Camwood Trl | Senic River Dr | Chestnut Dr | 9.1377 | PVC | 8 |  | 75 | 160 | 1462.034 | 146.2034 | 241.2356 | 1849.473 | 71 |  | Potable | 1 | 1 | 1 | 1 | 2021-03-24 15:07 | BAXTER\tdeboer |  | wFIT-2400 | wVLV-2251 |  | {627A535D-9F6B-4CA7-B644-1F9E44D93FBE}
3737 | wMAIN-5668 |  | NORTH FORESTVIEW IMPROVEMENTS PROJECT | 2020 | Camwood Trl | Senic River Dr | Chetsnut Dr | 523.1173 | PVC | 12 |  | 75 | 200 | 104623.4578 | 10462.3458 | 17262.8705 | 132348.6741 | 71 |  | Potable | 1 | 1 | 1 | 1 | 2021-03-24 15:09 | BAXTER\tdeboer |  | wFIT-2400 | wFIT-2401 |  | {6496F648-442B-4E48-81AD-65DA8D41EFB4}
3738 | wMAIN-5671 |  | NORTH FORESTVIEW IMPROVEMENTS PROJECT | 2020 | Camwood Trl | Senic River Dr | Chetsnut Dr | 406.0233 | PVC | 12 |  | 75 | 200 | 81204.6644 | 8120.4664 | 13398.7696 | 102723.9004 | 71 |  | Potable | 1 | 1 | 1 | 1 | 2021-03-24 15:08 | BAXTER\tdeboer |  | wFIT-2401 | wVLV-2248 |  | {DDCB6E31-72FD-496A-BE7B-C788EF7EEFA4}
3739 | wMAIN-5672 |  | NORTH FORESTVIEW IMPROVEMENTS PROJECT | 2020 | Camwood Trl | Senic River Dr | Chetsnut Dr | 130.1555 | PVC | 12 |  | 75 | 200 | 26031.1088 | 2603.1109 | 4295.1329 | 32929.3526 | 71 |  | Potable | 1 | 1 | 1 | 1 | 2021-03-24 15:09 | BAXTER\tdeboer |  | wVLV-2254 | wFIT-2400 |  | {17D6C821-41BC-4488-9A35-4B540E69F2DB}
3740 | wMAIN-5675 |  | NORTH FORESTVIEW IMPROVEMENTS PROJECT | 2020 | Camwood Trl | Senic River Dr | Chetsnut Dr | 431.6098 | PVC | 12 |  | 75 | 200 | 86321.9528 | 8632.1953 | 14243.1222 | 109197.2703 | 71 |  | Potable | 1 | 1 | 1 | 1 | 2021-03-24 15:11 | BAXTER\tdeboer |  | wFIT-2402 | wVLV-2254 |  | {B0798D0A-CBB9-40C4-9E26-2E5E7BCC7A43}
3741 | wMAIN-5678 |  | NORTH FORESTVIEW IMPROVEMENTS PROJECT | 2020 | Camwood Trl | Senic River Dr | Chetsnut Dr | 636.244 | PVC | 12 |  | 75 | 200 | 127248.7961 | 12724.8796 | 20996.0514 | 160969.727 | 71 |  | Potable | 1 | 1 | 1 | 1 | 2021-03-24 15:13 | BAXTER\tdeboer |  | wFIT-2403 | wFIT-2402 |  | {0A92FE99-BE62-4F10-A706-0FD10A575DE2}
3742 | wMAIN-5679 |  | NORTH FORESTVIEW IMPROVEMENTS PROJECT | 2020 | Chestnut Dr | Camwood Trl | Highland Senic Rd | 2.6608 | PVC | 8 |  | 75 | 160 | 425.7222 | 42.5722 | 70.2442 | 538.5385 | 71 |  | Potable | 1 | 1 | 1 | 1 | 2021-03-24 15:13 | BAXTER\tdeboer |  | wVLV-2259 | wFIT-2404 |  | {E86C3AE5-C96D-42CE-B5E7-4EDC204B7A01}
3743 | wMAIN-5680 |  | NORTH FORESTVIEW IMPROVEMENTS PROJECT | 2020 | Camwood Trl | Chestnut Dr | Highland Senic Rd | 2.3523 | PVC | 12 |  | 75 | 200 | 470.4655 | 47.0465 | 77.6268 | 595.1388 | 71 |  | Potable | 1 | 1 | 1 | 1 | 2021-03-24 15:13 | BAXTER\tdeboer |  | wVLV-2258 | wFIT-2404 |  | {47817B41-C8BD-43D4-8C19-D95927A5C6E7}
3744 | wMAIN-5681 |  | NORTH FORESTVIEW IMPROVEMENTS PROJECT | 2020 | Camwood Trl | Senic River Dr | Chetsnut Dr | 3.2988 | PVC | 12 |  | 75 | 200 | 659.7603 | 65.976 | 108.8604 | 834.5968 | 71 |  | Potable | 1 | 1 | 1 | 1 | 2021-03-24 15:13 | BAXTER\tdeboer |  | wFIT-2404 | wVLV-2257 |  | {08B5D10E-8A0B-4157-AADA-72EE2E7A5C8C}
3745 | wMAIN-5682 |  | NORTH FORESTVIEW IMPROVEMENTS PROJECT | 2020 | Camwood Trl | Senic River Dr | Chetsnut Dr | 53.1546 | PVC | 12 |  | 75 | 200 | 10630.928 | 1063.0928 | 1754.1031 | 13448.1239 | 71 |  | Potable | 1 | 1 | 1 | 1 | 2021-03-24 15:14 | BAXTER\tdeboer |  | wVLV-2257 | wFIT-2403 |  | {72C49F06-4171-4D93-B86F-CD1A99D2554E}
3746 | wMAIN-5685 |  | NORTH FORESTVIEW IMPROVEMENTS PROJECT | 2020 | Camwood Trl | Chestnut Dr | Highland Senic Rd | 419.2162 | PVC | 12 |  | 75 | 200 | 83843.2378 | 8384.3238 | 13834.1342 | 106061.6958 | 71 |  | Potable | 1 | 1 | 1 | 1 | 2021-03-24 15:15 | BAXTER\tdeboer |  | wFIT-2405 | wVLV-2258 |  | {45B42965-886B-403B-A349-918C5E2209C2}
3747 | wMAIN-5688 |  | NORTH FORESTVIEW IMPROVEMENTS PROJECT | 2020 | Camwood Trl | Chestnut Dr | Highland Senic Rd | 458.1832 | PVC | 12 |  | 75 | 200 | 91636.6459 | 9163.6646 | 15120.0466 | 115920.357 | 71 |  | Potable | 1 | 1 | 1 | 1 | 2021-03-24 15:19 | BAXTER\tdeboer |  | wVLV-2261 | wFIT-2405 |  | {D0904C47-C5B7-4892-BA18-4385A6BE98EA}
3748 | wMAIN-5689 |  | NORTH FORESTVIEW IMPROVEMENTS PROJECT | 2020 | Camwood Trl | Chestnut Dr | Highland Senic Rd | 1.6362 | PVC | 12 |  | 75 | 200 | 327.2362 | 32.7236 | 53.994 | 413.9538 | 71 |  | Potable | 1 | 1 | 1 | 1 | 2021-03-24 15:19 | BAXTER\tdeboer |  | wVLV-2261 | wFIT-2406 |  | {30753F94-F130-4AD6-B9FD-4BF3D58EC968}
3749 | wMAIN-5692 |  | NORTH FORESTVIEW IMPROVEMENTS PROJECT | 2020 | Highland Senic Rd | Camwood Trl | Chestnut Dr | 2.5884 | PVC | 6 |  | 75 | 140 | 362.3735 | 36.2374 | 59.7916 | 458.4025 | 71 |  | Potable | 1 | 1 | 1 | 1 | 2021-03-24 15:20 | BAXTER\tdeboer |  | wFIT-2407 | wFIT-2408 |  | {4A4D99A5-3B7F-4DBC-9A67-E7654639054C}
3750 | wMAIN-5693 |  | NORTH FORESTVIEW IMPROVEMENTS PROJECT | 2020 | Highland Scenic Rd | Camwood Trl | Chestnut Dr | 3.7275 | PVC | 12 |  | 75 | 200 | 745.5007 | 74.5501 | 123.0076 | 943.0584 | 71 |  | Potable | 1 | 1 | 1 | 1 | 2021-03-24 15:20 | BAXTER\tdeboer |  | wFIT-2407 | wVLV-2263 |  | {18005201-E638-411B-9B50-4353BF359E90}
3751 | wMAIN-5694 |  | NORTH FORESTVIEW IMPROVEMENTS PROJECT | 2020 | Highland Scenic Rd | Camwood Trl | Chestnut Dr | 448.0514 | PVC | 12 |  | 75 | 200 | 89610.2754 | 8961.0275 | 14785.6954 | 113356.9983 | 71 |  | Potable | 1 | 1 | 1 | 1 | 2021-03-24 15:21 | BAXTER\tdeboer |  | wVLV-2263 | wFIT-2406 |  | {622242B8-6F1F-4DE5-AE1B-582E323D304E}
3752 | wMAIN-5695 |  | NORTH FORESTVIEW IMPROVEMENTS PROJECT | 2020 | Highland Senic Rd | Chestnut Dr | Berrywood Dr | 2.5855 | PVC | 12 |  | 75 | 200 | 517.0956 | 51.7096 | 85.3208 | 654.1259 | 71 |  | Potable | 1 | 1 | 1 | 1 | 2021-03-24 15:25 | BAXTER\tdeboer |  | wVLV-2266 | wFIT-2409 |  | {C2057376-FFFE-4C61-BB86-E4147287C4FC}
3753 | wMAIN-5696 |  | NORTH FORESTVIEW IMPROVEMENTS PROJECT | 2020 | Highland Senic Rd | Chestnut Dr | Berrywood Dr | 3.2892 | PVC | 12 |  | 75 | 200 | 657.837 | 65.7837 | 108.5431 | 832.1638 | 71 |  | Potable | 1 | 1 | 1 | 1 | 2021-03-24 15:25 | BAXTER\tdeboer |  | wFIT-2409 | wVLV-2265 |  | {47CD47B8-6CAF-4D3F-8259-22D08948A858}
3754 | wMAIN-5697 |  | NORTH FORESTVIEW IMPROVEMENTS PROJECT | 2020 | Chestnut Dr | Camwood Trl | Highland Senic Rd | 2.3042 | PVC | 8 |  | 75 | 160 | 368.6756 | 36.8676 | 60.8315 | 466.3747 | 71 |  | Potable | 1 | 1 | 1 | 1 | 2021-03-24 15:25 | BAXTER\tdeboer |  | wFIT-2409 | wVLV-2267 |  | {4B35D7B2-1ED7-487B-B7F8-E8105E318ECA}
3755 | wMAIN-5698 |  | NORTH FORESTVIEW IMPROVEMENTS PROJECT | 2020 | Highland Scenic Rd | Camwood Trl | Chestnut Dr | 388.2992 | PVC | 12 |  | 75 | 200 | 77659.8357 | 7765.9836 | 12813.8729 | 98239.6922 | 71 |  | Potable | 1 | 1 | 1 | 1 | 2021-03-24 15:26 | BAXTER\tdeboer |  | wVLV-2265 | wFIT-2407 |  | {30B293C3-65E9-4862-91D1-64454CA06172}
3756 | wMAIN-5703 |  | NORTH FORESTVIEW IMPROVEMENTS PROJECT | 2020 | Highland Senic Rd | Chestnut Dr | Berrywood Dr | 12.3471 | PVC | 12 |  | 75 | 200 | 2469.4266 | 246.9427 | 407.4554 | 3123.8247 | 71 |  | Potable | 1 | 1 | 1 | 1 | 2021-03-24 15:27 | BAXTER\tdeboer |  | wVLV-2270 | wFIT-2411 |  | {9FCA5B60-C18B-4BA3-8ACE-7E2F22A657EB}
3757 | wMAIN-5704 |  | NORTH FORESTVIEW IMPROVEMENTS PROJECT | 2020 | Highland Senic Rd | Chestnut Dr | Berrywood Dr | 546.0648 | PVC | 12 |  | 75 | 200 | 109212.9535 | 10921.2953 | 18020.1373 | 138154.3862 | 71 |  | Potable | 1 | 1 | 1 | 1 | 2021-03-24 15:29 | BAXTER\tdeboer |  | wFIT-2411 | wFIT-2410 |  | {0B838FE8-D402-47DF-A331-62E4C93256DD}
3758 | wMAIN-5705 |  | NORTH FORESTVIEW IMPROVEMENTS PROJECT | 2020 | Highland Senic Rd | Chestnut Dr | Berrywood Dr | 218.389 | PVC | 12 |  | 75 | 200 | 43677.7935 | 4367.7793 | 7206.8359 | 55252.4087 | 71 |  | Potable | 1 | 1 | 1 | 1 | 2021-03-24 15:29 | BAXTER\tdeboer |  | wFIT-2410 | wVLV-2266 |  | {AF8F6441-71E9-45B0-BCC7-38F8BDAE39BE}
3759 | wMAIN-5706 |  | NORTH FORESTVIEW IMPROVEMENTS PROJECT | 2020 | Highland Senic Rd | Chestnut Dr | Berrywood Dr | 6.1368 | PVC | 6 |  | 75 | 140 | 859.1546 | 85.9155 | 141.7605 | 1086.8306 | 71 |  | Potable | 1 | 1 | 1 | 1 | 2021-03-24 15:30 | BAXTER\tdeboer |  | wFIT-2412 | wVLV-2271 |  | {46F1F677-1AA6-4C7C-B845-033D97165601}
3760 | wMAIN-5709 |  | NORTH FORESTVIEW IMPROVEMENTS PROJECT | 2020 | Highland Senic Rd | Chestnut Dr | Berrywood Dr | 514.0135 | PVC | 12 |  | 75 | 200 | 102802.7064 | 10280.2706 | 16962.4466 | 130045.4236 | 71 |  | Potable | 1 | 1 | 1 | 1 | 2021-03-24 15:30 | BAXTER\tdeboer |  | wFIT-2412 | wVLV-2270 |  | {A4829BB2-1FB1-4AC7-AAEA-FF16E79D523E}
3761 | wMAIN-5710 |  | NORTH FORESTVIEW IMPROVEMENTS PROJECT | 2020 | Highland Senic Rd | Chestnut Dr | Berrywood Dr | 102.3658 | PVC | 12 |  | 75 | 200 | 20473.1574 | 2047.3157 | 3378.071 | 25898.5441 | 71 |  | Potable | 1 | 1 | 1 | 1 | 2021-03-24 15:31 | BAXTER\tdeboer |  | wVLV-2273 | wFIT-2412 |  | {E0E6BF4D-343F-4C87-9324-8CFEFF701ED1}
3762 | wMAIN-5711 |  | NORTH FORESTVIEW IMPROVEMENTS PROJECT | 2020 | Chestnut Dr | Camwood Trl | Highland Senic Rd | 106.0296 | PVC | 8 |  | 75 | 160 | 16964.7345 | 1696.4735 | 2799.1812 | 21460.3892 | 71 |  | Potable | 1 | 1 | 1 | 1 | 2021-03-24 15:32 | BAXTER\tdeboer |  | wVLV-2274 | wVLV-2267 |  | {1EE17739-9D0D-4158-B50A-A92D16F9476B}
3763 | wMAIN-5712 |  | NORTH FORESTVIEW IMPROVEMENTS PROJECT | 2020 | Chestnut Dr | Camwood Trl | Highland Senic Rd | 6.8367 | PVC | 8 |  | 75 | 160 | 1093.8757 | 109.3876 | 180.4895 | 1383.7527 | 71 |  | Potable | 1 | 1 | 1 | 1 | 2021-03-24 15:32 | BAXTER\tdeboer |  | wFIT-2413 | wVLV-2275 |  | {664B78AF-1A12-4AA0-9A33-D158D311CA2C}
3764 | wMAIN-5715 |  | NORTH FORESTVIEW IMPROVEMENTS PROJECT | 2020 | Chestnut Dr | Camwood Trl | Highland Senic Rd | 145.6523 | PVC | 8 |  | 75 | 160 | 23304.373 | 2330.4373 | 3845.2215 | 29480.0319 | 71 |  | Potable | 1 | 1 | 1 | 1 | 2021-03-24 15:33 | BAXTER\tdeboer |  | wFIT-2413 | wVLV-2274 |  | {28CDF31F-2E0D-4276-ACC0-AE16808E899F}
3765 | wMAIN-5718 |  | NORTH FORESTVIEW IMPROVEMENTS PROJECT | 2020 | Chestnut Dr | Camwood Trl | Highland Senic Rd | 489.6561 | PVC | 8 |  | 75 | 160 | 78344.9729 | 7834.4973 | 12926.9205 | 99106.3907 | 71 |  | Potable | 1 | 1 | 1 | 1 | 2021-03-24 15:35 | BAXTER\tdeboer |  | wFIT-2414 | wFIT-2413 |  | {3F40B5DE-6235-4430-87E4-901DD85E356A}
3766 | wMAIN-5721 |  | NORTH FORESTVIEW IMPROVEMENTS PROJECT | 2020 | Chestnut Dr | Camwood Trl | Highland Senic Rd | 586.1022 | PVC | 8 |  | 75 | 160 | 93776.3534 | 9377.6353 | 15473.0983 | 118627.0871 | 71 |  | Potable | 1 | 1 | 1 | 1 | 2021-03-24 15:36 | BAXTER\tdeboer |  | wFIT-2415 | wFIT-2414 |  | {761CE702-AB4C-42E1-885E-C1A342C0C045}
3767 | wMAIN-5722 |  | NORTH FORESTVIEW IMPROVEMENTS PROJECT | 2020 | Chestnut Dr | Camwood Trl | Highland Senic Rd | 490.2741 | PVC | 8 |  | 75 | 160 | 78443.8525 | 7844.3852 | 12943.2357 | 99231.4734 | 71 |  | Potable | 1 | 1 | 1 | 1 | 2021-03-24 15:36 | BAXTER\tdeboer |  | wVLV-2259 | wFIT-2415 |  | {BA7C2F94-BDF7-406B-9D98-43F3358CF859}
3768 | wMAIN-5725 |  | Isle Drive Extension - Municipal Project | 2015 | Jasperwood Drive | None | None | 149.1665 | PVC | 18 |  | 75 | 350 | 52208.2704 | 5220.827 | 8614.3646 | 66043.4621 | 66 |  | Potable | 1 | 1 | 1 | 1 | 2021-04-19 13:53 | BAXTER\tdeboer |  |  | wFIT-2182 |  | {D643BDE8-AF99-4D3B-B5C0-573B618A5D3A}
3769 | wMAIN-5726 |  | JASPERWOOD DR - MAPLETON RD IMPROVEMENTS | 2019 | Jasperwood Drive | None | None | 92.061 | PVC | 8 |  | 75 | 160 | 14729.754 | 1472.9754 | 2430.4094 | 18633.1388 | 70 |  | Potable | 1 | 1 | 1 | 1 | 2021-04-19 13:55 | BAXTER\tdeboer |  | wVLV-2280 | wFIT-2416 |  | {C35ECFC9-DEF7-4E03-8209-4FF1E7D9F2DD}
3770 | wMAIN-5727 |  | JASPERWOOD DR - MAPLETON RD IMPROVEMENTS | 2019 | Jasperwood Drive | None | None | 4.881 | PVC | 8 |  | 75 | 160 | 780.9657 | 78.0966 | 128.8593 | 987.9216 | 70 |  | Potable | 1 | 1 | 1 | 1 | 2021-04-19 13:55 | BAXTER\tdeboer |  | wFIT-2416 | wFIT-2417 |  | {F348A4B8-BC5F-488D-825F-DD57AFA369F0}
3771 | wMAIN-5728 |  | JASPERWOOD DR - MAPLETON RD IMPROVEMENTS | 2019 | Jasperwood Drive | None | None | 2.7082 | PVC | 8 |  | 75 | 160 | 433.3081 | 43.3308 | 71.4958 | 548.1348 | 70 |  | Potable | 1 | 1 | 1 | 1 | 2021-04-19 13:55 | BAXTER\tdeboer |  | wFIT-2418 | wVLV-2280 |  | {D8FD359E-2FD3-471B-BF2F-80EA90F59B50}
3772 | wMAIN-5729 |  | JASPERWOOD DR - MAPLETON RD IMPROVEMENTS | 2019 | Jasperwood Drive | None | None | 89.1783 | PVC | 8 |  | 75 | 160 | 14268.5343 | 1426.8534 | 2354.3082 | 18049.6959 | 70 |  | Potable | 1 | 1 | 1 | 1 | 2021-04-19 13:59 | BAXTER\tdeboer |  | wVLV-2282 | wFIT-2419 |  | {A2B0A7EF-BFB8-40A5-B186-5E54675551C4}
3773 | wMAIN-5730 |  | JASPERWOOD DR - MAPLETON RD IMPROVEMENTS | 2019 | Jasperwood Drive | None | None | 4.2824 | PVC | 8 |  | 75 | 160 | 685.1811 | 68.5181 | 113.0549 | 866.754 | 70 |  | Potable | 1 | 1 | 1 | 1 | 2021-04-19 13:59 | BAXTER\tdeboer |  | wFIT-2419 | wFIT-2420 |  | {21B90EFD-0E76-42B6-B289-D9007B7FC986}
3774 | wMAIN-5733 |  | JASPERWOOD DR - MAPLETON RD IMPROVEMENTS | 2019 | Jasperwood Drive | None | None | 2.4603 | PVC | 8 |  | 75 | 160 | 393.6546 | 39.3655 | 64.953 | 497.973 | 70 |  | Potable | 1 | 1 | 1 | 1 | 2021-04-19 14:00 | BAXTER\tdeboer |  | wFIT-2421 | wVLV-2282 |  | {F0684245-0E01-49BE-89FF-3A3ABA8B3F2C}
3775 | wMAIN-5736 |  | JASPERWOOD DR - MAPLETON RD IMPROVEMENTS | 2019 | Baxter Elementary | None | None | 233.267 | PVC | 8 |  | 75 | 160 | 37322.7178 | 3732.2718 | 6158.2484 | 47213.238 | 70 |  | Potable | 1 | 1 | 1 | 1 | 2021-04-19 14:06 | BAXTER\tdeboer |  | wFIT-2183 | wFIT-2422 |  | {E4212E7C-2FC1-423B-99CB-CE5ADEF80189}
3776 | wMAIN-5737 |  | JASPERWOOD DR - MAPLETON RD IMPROVEMENTS | 2019 | Baxter Elementary | None | None | 3.1989 | PVC | 8 |  | 75 | 160 | 511.821 | 51.1821 | 84.4505 | 647.4535 | 70 |  | Potable | 1 | 1 | 1 | 1 | 2021-04-19 14:06 | BAXTER\tdeboer |  | wFIT-2422 | wVLV-2284 |  | {7B3A2352-08A2-431B-8331-2DB3045B801B}
3777 | wMAIN-5740 |  | JASPERWOOD DR - MAPLETON RD IMPROVEMENTS | 2019 | Baxter Elementary | None | None | 313.9863 | PVC | 8 |  | 75 | 160 | 50237.8116 | 5023.7812 | 8289.2389 | 63550.8316 | 70 |  | Potable | 1 | 1 | 1 | 1 | 2021-04-19 14:07 | BAXTER\tdeboer |  | wVLV-2284 | wFIT-2423 |  | {9D092F06-8EBF-42DF-8FC5-A712E7EB5E6B}
3778 | wMAIN-5743 |  | JASPERWOOD DR - MAPLETON RD IMPROVEMENTS | 2019 | Baxter Elementary | None | None | 431.2141 | PVC | 8 |  | 75 | 160 | 68994.2577 | 6899.4258 | 11384.0525 | 87277.7359 | 70 |  | Potable | 1 | 1 | 1 | 1 | 2021-04-19 14:07 | BAXTER\tdeboer |  | wFIT-2423 | wFIT-2424 |  | {62812621-C400-46E2-9EA1-7F81D0F4C10E}
3779 | wMAIN-5746 |  | JASPERWOOD DR - MAPLETON RD IMPROVEMENTS | 2019 | Baxter Elementary | None | None | 278.5175 | PVC | 8 |  | 75 | 160 | 44562.8051 | 4456.2805 | 7352.8628 | 56371.9484 | 70 |  | Potable | 1 | 1 | 1 | 1 | 2021-04-19 14:09 | BAXTER\tdeboer |  | wFIT-2424 |  |  | {166AC0F7-3763-419A-AA2A-F9067FBD6639}
3780 | wMAIN-5747 |  | JASPERWOOD DR - MAPLETON RD IMPROVEMENTS | 2019 | Baxter Elementary | None | None | 104.6043 | PVC | 8 |  | 75 | 160 | 16736.6959 | 1673.6696 | 2761.5548 | 21171.9204 | 70 |  | Potable | 1 | 1 | 1 | 1 | 2021-04-19 14:09 | BAXTER\tdeboer |  | wVLV-2288 | wFIT-2425 |  | {06517D67-074D-460B-83CC-4F4F42F570A2}
3781 | wMAIN-5748 |  | JASPERWOOD DR - MAPLETON RD IMPROVEMENTS | 2019 | Baxter Elementary | None | None | 2.5243 | PVC | 8 |  | 75 | 160 | 403.8871 | 40.3887 | 66.6414 | 510.9172 | 70 |  | Potable | 1 | 1 | 1 | 1 | 2021-04-19 14:09 | BAXTER\tdeboer |  |  | wVLV-2288 |  | {39B3B79B-7660-4A96-9AD8-D38FA26C941B}
3782 | wMAIN-5749 |  | JASPERWOOD DR - MAPLETON RD IMPROVEMENTS | 2019 | Baxter Elementary | None | None | 57.7252 | PVC | 8 |  | 75 | 160 | 9236.0291 | 923.6029 | 1523.9448 | 11683.5768 | 70 |  | Potable | 1 | 1 | 1 | 1 | 2021-04-19 14:10 | BAXTER\tdeboer |  | wFIT-2426 | wFIT-2427 |  | {10191919-25EA-4C70-B09C-333B55CA3A9C}
3783 | wMAIN-5750 |  | JASPERWOOD DR - MAPLETON RD IMPROVEMENTS | 2019 | Baxter Elementary | None | None | 9.5547 | PVC | 8 |  | 75 | 160 | 1528.7558 | 152.8756 | 252.2447 | 1933.8761 | 70 |  | Potable | 1 | 1 | 1 | 1 | 2021-04-19 14:10 | BAXTER\tdeboer |  | wFIT-2427 | wVLV-2289 |  | {4EA0E689-2144-48E6-A880-A3BCA7DD778D}
3784 | wMAIN-5751 |  | JASPERWOOD DR - MAPLETON RD IMPROVEMENTS | 2019 | Baxter Elementary | None | None | 10.9928 | PVC | 12 |  | 75 | 200 | 2198.5542 | 219.8554 | 362.7614 | 2781.1711 | 70 |  | Potable | 1 | 1 | 1 | 1 | 2021-04-19 14:11 | BAXTER\tdeboer |  | wFIT-2427 | wVLV-2290 |  | {F74334E2-52F1-4D77-B232-6D6A65423FC0}
3785 | wMAIN-5752 |  | JASPERWOOD DR - MAPLETON RD IMPROVEMENTS | 2019 | Baxter Elementary | None | None | 280.0573 | PVC | 8 |  | 75 | 160 | 44809.1662 | 4480.9166 | 7393.5124 | 56683.5952 | 70 |  | Potable | 1 | 1 | 1 | 1 | 2021-04-19 14:11 | BAXTER\tdeboer |  | wFIT-2425 | wVLV-2291 |  | {F512D770-AFEE-4DFC-8051-C1A1F8418B4F}
3786 | wMAIN-5753 |  | JASPERWOOD DR - MAPLETON RD IMPROVEMENTS | 2019 | Jasperwood Drive | None | None | 3.8915 | PVC | 8 |  | 75 | 160 | 622.6367 | 62.2637 | 102.7351 | 787.6354 | 70 |  | Potable | 1 | 1 | 1 | 1 | 2021-04-19 14:12 | BAXTER\tdeboer |  | wVLV-2291 | wFIT-2428 |  | {82862FE0-9B94-4179-8960-AB78118473AC}
3787 | wMAIN-789 | DD | 1977 MUNICIPAL SANITARY SEWER AND WATER SYSTEMS CONSTRUCTION | 1977 | Excelsior Rd | Kohl's | Golf Course Dr | 25.7373 | DIP | 12 |  | 75 |  | 0 | 0 | 0 | 0 | 28 |  | Potable | 1 | 1 | 1 | 1 | 2021-11-18 08:42 | BAXTER\tdeboer |  | wFIT-1714 | wFIT-1014 |  | {F07E4D5A-0639-4241-A5EE-832E835A0B7B}
3788 | wMAIN-1123 | DD | 1977 MUNICIPAL SANITARY SEWER AND WATER SYSTEMS CONSTRUCTION | 1977 | Excelsior Rd | Dellwood Dr | Kohl's | 429.1568 | DIP | 12 |  | 75 | 200 | 85831.363 | 8583.1363 | 14162.1749 | 108576.6742 | 28 |  | Potable | 1 | 1 | 1 | 1 | 2021-11-18 08:32 | BAXTER\tdeboer | 100 | wFIT-1036 | wFIT-1523 | 1DD48-1DD12 | {69364C11-CFC6-4442-AC83-09A3E634CD85}
3789 | wMAIN-1327 | DE | 1977 MUNICIPAL SANITARY SEWER AND WATER SYSTEMS CONSTRUCTION | 1977 | Golf Course Dr | Excelsior Rd | Kohl's | 3.1288 | DIP | 12 |  | 75 | 200 | 625.7661 | 62.5766 | 103.2514 | 791.5941 | 28 |  | Potable | 1 | 1 | 1 | 1 | 2021-11-18 09:14 | BAXTER\tdeboer | 100 | wFIT-1712 | wFIT-1719 | 1DE13-1DE11 | {B90C92CE-960B-4F10-B151-C8DAEA02519D}
3790 | wMAIN-1516 | CE | 1977 MUNICIPAL WATER SYSTEM CONSTRUCTION | 1977 | Golf Course Dr | Kohl's | State Hwy 210 | 235.1619 | DIP | 12 |  | 75 | 200 | 47032.378 | 4703.2378 | 7760.3424 | 59495.9582 | 28 |  | Potable | 1 | 1 | 1 | 1 | 2021-11-18 09:14 | BAXTER\tdeboer | 100 | wFIT-1717 | wFIT-1913 | 1CE28-1DE12 | {B8D2969D-E3E4-4E48-9AF3-5113EB83B21A}
3791 | wMAIN-1519 | DE | 1977 MUNICIPAL SANITARY SEWER AND WATER SYSTEMS CONSTRUCTION | 1977 | Golf Course Dr | Excelsior Rd | Kohl's | 281.2369 | DIP | 12 |  | 75 | 200 | 56247.3781 | 5624.7378 | 9280.8174 | 71152.9333 | 28 |  | Potable | 1 | 1 | 1 | 1 | 2021-11-18 09:14 | BAXTER\tdeboer | 100 | wFIT-1719 | wVLV-398 | 1DE11-1DE10 | {676C6E16-DE00-4FEC-BC4B-8351B444077C}
3792 | wMAIN-1537 | AF | 1988 INDUSTRIAL PARK IMPROVEMENTS | 1988 | Highland Senic Dr | Industrial Park Rd | Greenwood Rd | 381.1737 | PVC | 8 |  | 75 | 160 | 60987.796 | 6098.7796 | 10062.9863 | 77149.5619 | 39 |  | Potable | 1 | 1 | 1 | 1 | 2022-03-30 08:16 | BAXTER\tdeboer | 104 | wFIT-1346 | wFIT-850 | 1AF13-1AF24 | {9D6224E1-ECC4-4849-88E1-462E4901C27A}
3793 | wMAIN-1538 | AG | 1981 UTILITY IMPROVEMENTS | 1981 | Highland Senic Dr | Industrial Park Rd | Greenwood Rd | 1.0496 | PVC | 8 |  | 75 | 160 | 167.9369 | 16.7937 | 27.7096 | 212.4402 | 32 |  | Potable | 1 | 1 | 1 | 1 | 2022-03-30 08:15 | BAXTER\tdeboer | 102 | wFIT-1350 | wFIT-1912 | 1AG39-1AG42 | {267C79BC-FDAF-4F56-A54B-B3000CEE45C5}
3794 | wMAIN-2192 | AF | 1988 INDUSTRIAL PARK IMPROVEMENTS | 1988 | Highland Scenic Dr S | Industrial Park Rd | Greenwood Rd | 1.0363 | PVC | 8 |  | 75 | 160 | 165.8032 | 16.5803 | 27.3575 | 209.7411 | 39 |  | Potable | 1 | 1 | 1 | 1 | 2022-03-30 08:15 | BAXTER\tdeboer | 104 | wFIT-1912 | wVLV-779 | 1AG42-1AF16 | {4A8191C7-C2E5-4931-B52A-008877AC24D6}
3795 | wMAIN-2234 | AG | 1981 UTILITY IMPROVEMENTS | 1981 | Highland Scenic Dr S | Greenwood Rd | College Rd | 335.3438 | PVC | 8 |  | 75 | 160 | 53655.0089 | 5365.5009 | 8853.0765 | 67873.5862 | 32 |  | Potable | 1 | 1 | 1 | 1 | 2022-03-30 08:09 | BAXTER\tdeboer | 102 | wVLV-735 | wFIT-1356 | 1AG43-1AG44 | {3B35EFC7-3F75-4E45-A97F-BB9D1E966F8D}
3796 | wMAIN-3389 | FX | 2003 EDGEWOOD DRIVE UTILITY IMPROVEMENTS | 2004 | Edgewood Dr | Jack Pine Brewery | None | 24.7217 | PVC | 8 |  | 75 | 160 | 3955.4763 | 395.5476 | 652.6536 | 5003.6775 | 55 |  | Potable | 1 | 1 | 1 | 1 | 2021-09-16 12:25 | BAXTER\tdeboer | 167 | wFIT-742 |  | 1FX12-1FX13 | {9F050504-9677-42D3-BE43-1B8846F3722E}
3797 | wMAIN-3700 | GC | 2004 GRAND OAKS DRIVE IMPROVEMENTS | 2004 | Firewood Dr | Grand Oaks Dr | White Oak Estates | 125.6368 | PVC | 8 |  | 75 | 160 | 20101.8834 | 2010.1883 | 3316.8108 | 25428.8825 | 55 |  | Potable | 1 | 1 | 1 | 1 | 2021-10-28 15:46 | BAXTER\tdeboer | 188 |  | wVLV-1530 | 1GC08-1GC09 | {8973BD85-81A4-45D1-9428-E97927E0BFBC}
3798 | wMAIN-3902 | GC | 2004 GRAND OAKS DRIVE IMPROVEMENTS | 2004 | Grand Oaks Dr | None | None | 1.862 | PVC | 8 |  | 75 | 160 | 297.9162 | 29.7916 | 49.1562 | 376.8639 | 55 |  | Potable | 1 | 1 | 1 | 1 | 2021-10-28 15:29 | BAXTER\tdeboer | 188 | wFIT-823 | wVLV-2302 | 1GC12-1GC13 | {7832A5D7-2BBE-4CE8-9029-5A53B4FBE5C1}
3799 | wMAIN-4099 | DD | MILLS FLEET FARM SITE CONSTRUCTION | 1980 | Mills Fleet Farm | Excelsior Rd | None | 31.701 | PVC | 10 |  | 75 | 180 | 5706.1888 | 570.6189 | 941.5211 | 7218.3288 | 31 |  | Potable | 1 | 1 | 1 | 1 | 2021-11-18 08:42 | BAXTER\tdeboer | 238 | wVLV-1257 | wFIT-1013 | 1DD52-1DD53 | {96F3032F-18FE-4135-96C2-F66D037D0629}
3800 | wMAIN-4100 | DD | MILLS FLEET FARM SITE CONSTRUCTION | 1980 | Mills Fleet Farm | Excelsior Rd | None | 8.4085 | PVC | 10 |  | 75 | 180 | 1513.5213 | 151.3521 | 249.731 | 1914.6044 | 31 |  | Potable | 1 | 1 | 1 | 1 | 2021-11-18 08:42 | BAXTER\tdeboer | 238 | wFIT-1014 | wVLV-1257 | 1DD51-1DD52 | {A58245F9-4554-4AA8-8CD0-0170D371D380}
3801 | wMAIN-4488 | FF | 1999 FORTHUN ROAD IMPROVEMENTS | 1999 | Forthun Rd | Rose Dr | Grouse Dr | 279.0502 | PVC | 8 |  | 75 | 160 | 44648.0377 | 4464.8038 | 7366.9262 | 56479.7677 | 50 |  | Potable | 1 | 1 | 1 | 1 | 2021-09-15 12:48 | BAXTER\tdeboer | 181 | wFIT-1571 | wFIT-1572 | 1FF16-1FF19 | {6D29255E-6BE2-45EE-BABD-31FB0912DC33}
3802 | wMAIN-4550 | AG | 1981 UTILITY IMPROVEMENTS | 1981 | Highland Senic Dr | Industrial Park Rd | Greenwood Rd | 318.7772 | PVC | 8 |  | 75 | 160 | 51004.3565 | 5100.4357 | 8415.7188 | 64520.511 | 32 |  | Potable | 1 | 1 | 1 | 1 | 2022-03-30 08:13 | BAXTER\tdeboer | 102 | wVLV-736 | wFIT-1350 | 1AG38-1AG39 | {18954F97-206F-437F-9639-C5ED24DF14E5}
3803 | wMAIN-4730 | GC | 2004 GRAND OAKS DRIVE IMPROVEMENTS | 2004 | Grand Oaks Dr | Clearwater Rd | Grand Oaks Apartments | 368.984 | PVC | 8 |  | 75 | 160 | 59037.4478 | 5903.7448 | 9741.1789 | 74682.3715 | 55 |  | Potable | 1 | 1 | 1 | 1 | 2021-10-28 08:50 | BAXTER\tdeboer | 188 | wFIT-2433 | wFIT-1943 | 1GC27-1GC16 | {D87B6D3A-FEF3-49FA-9ED5-A039C60918ED}
3804 | wMAIN-4741 | AF | 1988 INDUSTRIAL PARK IMPROVEMENTS | 1988 | Highland Senic Dr | Industrial Park Rd | Greenwood Rd | 404.2422 | PVC | 8 |  | 75 | 160 | 64678.7559 | 6467.8756 | 10671.9947 | 81818.6263 | 39 |  | Potable | 1 | 1 | 1 | 1 | 2022-03-30 08:16 | BAXTER\tdeboer | 104 | wFIT-1346 | wVLV-779 | 1AF16-1AF13 | {2A79B18A-E804-42AC-B5DC-706522B3A856}
3805 | wMAIN-4759 | DD | 1977 MUNICIPAL SANITARY SEWER AND WATER SYSTEMS CONSTRUCTION | 1977 | Excelsior Rd | Kohl's | Golf Course Dr | 380.9124 | DIP | 12 |  | 75 | 200 | 76182.4725 | 7618.2472 | 12570.108 | 96370.8277 | 28 |  | Potable | 1 | 1 | 1 | 1 | 2021-11-18 08:42 | BAXTER\tdeboer | 100 | wFIT-1014 | wVLV-396 | 1DD51-1DD15 | {EB503DE1-98BA-4C1E-A1E2-8552F13DB73B}
3806 | wMAIN-5292 | HJ | Isle Drive Extension - Isle Ct - Utilities | 2015 | Isle Ct | Highland Senic Rd | Isle Dr | 139.8068 | PVC | 8 |  | 75 | 160 | 22369.0891 | 2236.9089 | 3690.8997 | 28296.8977 | 66 |  | Potable | 1 | 1 | 1 | 1 | 2022-01-06 10:31 | BAXTER\tdeboer |  | wFIT-2237 | wFIT-2207 |  | {4261D71B-682D-4E31-8991-5FDA946103FE}
3807 | wMAIN-5293 | HJ | Isle Drive Extension - Isle Ct - Utilities | 2015 | Isle Ct | Highland Senic Rd | Isle Dr | 751.8573 | PVC | 8 |  | 75 | 160 | 120297.1718 | 12029.7172 | 19849.0334 | 152175.9224 | 66 |  | Potable | 1 | 1 | 1 | 1 | 2022-01-06 10:31 | BAXTER\tdeboer |  |  | wVLV-2029 |  | {A0CBCB95-F7F9-42A5-A982-E7D8F0B52B1A}
3808 | wMAIN-5304 | DY | DELLWOOD DR - NOVOTNY RD | 2015 | Dellwood Dr | Novotny Rd | Whispering Woods Ln | 567.3149 | PVC | 10 |  | 75 | 180 | 102116.6869 | 10211.6687 | 16849.2533 | 129177.609 | 66 |  | Potable | 1 | 1 | 1 | 1 | 2022-04-11 13:44 | BAXTER\tdeboer |  | wFIT-2239 | wVLV-2071 |  | {9CF5F69A-321C-43EF-B7B4-43110F9D57D8}
3809 | wMAIN-5756 |  | Exit Lakes Realty Site Improvements | 2016 | Real Property Management Deluxe | None | None | 3.1924 | PVC | 8 |  | 75 | 160 | 510.7891 | 51.0789 | 84.2802 | 646.1482 | 67 |  | Potable | 1 | 1 | 1 | 1 | 2021-09-15 11:09 | BAXTER\tdeboer |  | wFIT-2430 | wFIT-2429 |  | {50B96BE7-E367-4324-81CB-F755B41CCDEA}
3810 | wMAIN-5757 |  | Exit Lakes Realty Site Improvements | 2016 | Forthun Rd | Rose Dr | Grouse Dr | 54.7287 | PVC | 8 |  | 75 | 160 | 8756.5846 | 875.6585 | 1444.8365 | 11077.0795 | 67 |  | Potable | 1 | 1 | 1 | 1 | 2021-09-15 12:48 | BAXTER\tdeboer |  |  | wVLV-2294 |  | {9632084B-382D-46FA-849C-1AFEE280A37C}
3811 | wMAIN-5758 |  | Exit Lakes Realty Site Improvements | 2016 | Real Property Management Deluxe | None | None | 172.1402 | PVC | 8 |  | 75 | 160 | 27542.4252 | 2754.2425 | 4544.5002 | 34841.1679 | 67 |  | Potable | 1 | 1 | 1 | 1 | 2021-09-15 11:13 | BAXTER\tdeboer |  | wVLV-2294 | wFIT-2430 |  | {CD069D67-E219-486C-A3C8-CC5C3628C6DD}
3812 | wMAIN-5759 | FF | 1999 FORTHUN ROAD IMPROVEMENTS | 1999 | Forthun Rd | Isle Dr | Rose Dr | 53.0679 | PVC | 8 |  | 75 | 160 | 8490.8635 | 849.0863 | 1400.9925 | 10740.9423 | 50 |  | Potable | 1 | 1 | 1 | 1 | 2021-09-15 11:20 | BAXTER\tdeboer | 181 | wFIT-1571 | wFIT-1572 | 1FF16-1FF19 | {D4F7D0BC-5552-4637-A35A-200A7E2E0BE9}
3813 | wMAIN-5760 | FF | 1999 FORTHUN ROAD IMPROVEMENTS | 1999 | Forthun Rd | Rose Dr | Grouse Dr | 77.6221 | PVC | 8 |  | 75 | 160 | 12419.5317 | 1241.9532 | 2049.2227 | 15710.7076 | 50 |  | Potable | 1 | 1 | 1 | 1 | 2021-09-15 12:48 | BAXTER\tdeboer | 181 | wFIT-1571 | wFIT-1572 | 1FF16-1FF19 | {03E0B273-2A20-4502-BD1A-E666E01FC924}
3814 | wMAIN-5761 |  | Exit Lakes Realty Site Improvements | 2016 | Forthun Rd | Rose Dr | Grouse Dr | 0.37768 | PVC | 8 |  | 75 | 160 | 60.4283 | 6.0428 | 9.9707 | 76.4418 | 67 |  | Potable | 1 | 1 | 1 | 1 | 2021-09-15 12:48 | BAXTER\tdeboer |  | wFIT-2431 |  |  | {08AD69A4-1C6C-4DDD-BDEE-32B5E96EE42D}
3815 | wMAIN-5762 |  | Ekomarkt Site Improvements | 2020 | Edgewood Dr | Jack Pine Brewery | None | 251.4465 | PVC | 6 |  | 75 | 140 | 35202.5131 | 3520.2513 | 5808.4147 | 44531.179 | 71 |  | Potable | 1 | 1 | 1 | 1 | 2021-09-16 12:42 | BAXTER\tdeboer |  | wVLV-2298 | wVLV-2296 |  | {CB85CCAA-BDC7-4FEA-A1E8-11B84805F3DD}
3816 | wMAIN-5763 |  | Ekomarkt Site Improvements | 2020 | Edgewood Dr | Jack Pine Brewery | None | 11.5253 | PVC | 4 |  | 75 | 100 | 1152.5251 | 115.2525 | 190.1666 | 1457.9442 | 71 |  | Potable | 1 | 1 | 1 | 1 | 2021-09-16 12:42 | BAXTER\tdeboer |  |  | wVLV-2297 |  | {0F4D76E8-0370-4491-BBA0-12A525594B54}
3817 | wMAIN-5764 |  | White Oak Estate Site Improvements | 2019 | Grand Oaks Apartments | None | None | 3.6767 | PVC | 8 |  | 75 | 160 | 588.2728 | 58.8273 | 97.065 | 744.1651 | 70 |  | Potable | 1 | 1 | 1 | 1 | 2021-10-28 08:47 | BAXTER\tdeboer |  | wFIT-2097 | wVLV-2301 |  | {F79280C2-AA8F-4CB3-9522-7EA580444881}
3818 | wMAIN-5765 |  | White Oak Estate Site Improvements | 2019 | Grand Oaks Apartments | None | None | 208.9805 | PVC | 8 |  | 75 | 160 | 33436.8862 | 3343.6886 | 5517.0862 | 42297.661 | 70 |  | Potable | 1 | 1 | 1 | 1 | 2021-10-28 09:03 | BAXTER\tdeboer |  | wVLV-2301 | wFIT-2432 |  | {B4C1DC6B-7D73-4915-9F99-941093B63701}
3819 | wMAIN-5766 |  | White Oak Estate Site Improvements | 2019 | Grand Oaks Dr | None | None | 178.2663 | PVC | 8 |  | 75 | 160 | 28522.615 | 2852.2615 | 4706.2315 | 36081.108 | 70 |  | Potable | 1 | 1 | 1 | 1 | 2021-10-28 08:51 | BAXTER\tdeboer |  | wFIT-2432 | wVLV-2299 |  | {A09DEA1B-B015-492F-84DF-B1B20F4A5606}
3820 | wMAIN-5767 | GC | 2004 GRAND OAKS DRIVE IMPROVEMENTS | 2004 | Grand Oaks Dr | Clearwater Rd | Grand Oaks Apartments | 35.0798 | PVC | 8 |  | 75 | 160 | 5612.7629 | 561.2763 | 926.1059 | 7100.1451 | 55 |  | Potable | 1 | 1 | 1 | 1 | 2021-10-28 08:50 | BAXTER\tdeboer | 188 | wFIT-700 | wFIT-2433 | 1GC27-1GC16 | {0807A130-4765-44B6-882A-BBC065BE2CDA}
3821 | wMAIN-5768 |  | White Oak Estates Site Improvements | 2019 | Grand Oaks Dr | None | None | 1.5732 | PVC | 8 |  | 75 | 160 | 251.7113 | 25.1711 | 41.5324 | 318.4148 | 70 |  | Potable | 1 | 1 | 1 | 1 | 2021-10-28 08:59 | BAXTER\tdeboer |  | wVLV-2299 | wFIT-2433 |  | {CAFD7906-E840-41EF-83BD-041C665CE363}
3822 | wMAIN-5769 |  | 2004 GRAND OAKS DRIVE IMPROVEMENTS | 2004 | Grand Oaks Dr | None | None | 22.445 | PVC | 8 |  | 75 | 160 | 3591.203 | 359.1203 | 592.5485 | 4542.8718 | 55 |  | Potable | 1 | 1 | 1 | 1 | 2021-10-28 08:52 | BAXTER\tdeboer |  | wFIT-2432 | wVLV-2300 |  | {854F33EE-F476-438C-BEB3-8646E876F2BF}
3823 | wMAIN-5770 |  | White Oak Estates Site Improvements | 2019 | White Oak Estates | Firewood Dr | None | 328.9458 | PVC | 8 |  | 75 | 160 | 52631.3265 | 5263.1326 | 8684.1689 | 66578.628 | 70 |  | Potable | 1 | 1 | 1 | 1 | 2021-10-28 15:36 | BAXTER\tdeboer |  | wVLV-2303 | wFIT-2435 |  | {B4627EC3-F786-49A1-B607-9E15358F379B}
3824 | wMAIN-5771 |  | White Oak Estates Site Improvements | 2019 | White Oak Estates | None | None | 150.8372 | PVC | 8 |  | 75 | 160 | 24133.9547 | 2413.3955 | 3982.1025 | 30529.4527 | 70 |  | Potable | 1 | 1 | 1 | 1 | 2021-10-28 15:36 | BAXTER\tdeboer |  | wFIT-2435 | wFIT-2434 |  | {CC6274B8-1AB1-45FD-890F-6600CA7BBB4C}
3825 | wMAIN-5772 |  | White Oak Estates Site Improvements | 2019 | White Oak Estates | None | None | 98.7413 | PVC | 8 |  | 75 | 160 | 15798.6058 | 1579.8606 | 2606.77 | 19985.2363 | 70 |  | Potable | 1 | 1 | 1 | 1 | 2021-10-28 15:37 | BAXTER\tdeboer |  | wFIT-2434 | wVLV-2302 |  | {6237AE03-570F-4B1F-B3EC-5F34B8BD6B32}
3826 | wMAIN-5773 |  | White Oak Estates Site Improvements | 2019 | White Oak Estates | None | None | 167.4851 | PVC | 8 |  | 75 | 160 | 26797.6214 | 2679.7621 | 4421.6075 | 33898.991 | 70 |  | Potable | 1 | 1 | 1 | 1 | 2021-10-28 15:38 | BAXTER\tdeboer |  | wVLV-2304 | wFIT-2434 |  | {EBD74364-9C24-4E19-856E-A49DF1C017A4}
3827 | wMAIN-5774 |  | White Oak Estates Site Improvements | 2019 | White Oak Estates | None | None | 62.1445 | PVC | 8 |  | 75 | 160 | 9943.1231 | 994.3123 | 1640.6153 | 12578.0508 | 70 |  | Potable | 1 | 1 | 1 | 1 | 2021-10-28 15:39 | BAXTER\tdeboer |  | wVLV-2305 | wFIT-2435 |  | {F53F6B00-2DD2-419B-88C1-86C72C729762}
3828 | wMAIN-5775 | GC | 2004 GRAND OAKS DRIVE IMPROVEMENTS | 2004 | Firewood Dr | White Oak Estates | Excelsior Rd | 106.6944 | PVC | 8 |  | 75 | 160 | 17071.0977 | 1707.1098 | 2816.7311 | 21594.9386 | 55 |  | Potable | 1 | 1 | 1 | 1 | 2021-10-28 15:46 | BAXTER\tdeboer | 188 | wVLV-1526 |  | 1GC08-1GC09 | {607B3DC6-F488-4B75-AF0E-A8B558D158F6}
3829 | wMAIN-5776 |  | White Oak Estates Site Improvements | 2019 | White Oak Estates | Firewood Dr | None | 3.7064 | PVC | 8 |  | 75 | 160 | 593.024 | 59.3024 | 97.849 | 750.1754 | 70 |  | Potable | 1 | 1 | 1 | 1 | 2021-10-28 15:46 | BAXTER\tdeboer |  | wFIT-2436 | wVLV-2303 |  | {E26B1CD8-DF85-45AB-9A12-674425BA153F}
3830 | wMAIN-1325 | OC | WHIPPLE BEACH IMPROVEMENTS | 2005 | Oakwood Dr | Welton Rd | none | 337.6659 | PVC | 12 |  | 75 | 200 | 67533.1868 | 6753.3187 | 11142.9758 | 85429.4812 | 56 |  | Potable | 1 | 1 | 1 | 1 | 2011-11-08 15:15 | BAXTER\todd.deboer |  | FIT-1730 | FIT-1731 | 1OC01-1OC04 | {89454E98-CEE0-4476-8834-A0105509CC79}
|  |  | Cypress Drive & Douglas Fir Drive Improvements | 2023 | Douglas Fir Drive | Cypress Dr | None | 16 | PVC | 6 |  | 75 | 140 | 2240 | 224 | 369.6 | 2833.6 | 74 |  | Potable
|  |  | Cypress Drive & Douglas Fir Drive Improvements | 2023 | Douglas Fir Drive | Cypress Dr | None | 162 | PVC | 12 |  | 75 | 200 | 32400 | 3240 | 5346 | 40986 | 74 |  | Potable
|  |  | Cypress Drive & Douglas Fir Drive Improvements | 2023 | Douglas Fir Drive | Cypress Dr | None | 38 | PVC | 8 |  | 75 | 160 | 6080 | 608 | 1003.2 | 7691.2 | 74 |  | Potable
|  |  | Cypress Drive & Douglas Fir Drive Improvements | 2023 | Douglas Fir Drive | Cypress Dr | None | 149 | PVC | 12 |  | 75 | 200 | 29800 | 2980 | 4917 | 37697 | 74 |  | Potable
|  |  | Cypress Drive & Douglas Fir Drive Improvements | 2023 | Douglas Fir Drive | Cypress Dr | None | 430 | PVC | 12 |  | 75 | 200 | 86000 | 8600 | 14190 | 108790 | 74 |  | Potable
|  |  | Cypress Drive & Douglas Fir Drive Improvements | 2023 | Cypress Dr | None | None | 53 | PVC | 8 |  | 75 | 160 | 8480 | 848 | 1399.2 | 10727.2 | 74 |  | Potable
|  |  | Cypress Drive & Douglas Fir Drive Improvements | 2023 | Cypress Dr | None | None | 17 | PVC | 6 |  | 75 | 140 | 2380 | 238 | 392.7 | 3010.7 | 74 |  | Potable
|  |  | Cypress Drive & Douglas Fir Drive Improvements | 2023 | Cypress Dr | None | None | 271 | PVC | 12 |  | 75 | 200 | 54200 | 5420 | 8943 | 68563 | 74 |  | Potable
|  |  | Cypress Drive & Douglas Fir Drive Improvements | 2023 | Cypress Dr | None | None | 69 | PVC | 8 |  | 75 | 160 | 11040 | 1104 | 1821.6 | 13965.6 | 74 |  | Potable
|  |  | Cypress Drive & Douglas Fir Drive Improvements | 2023 | Cypress Dr | None | None | 150 | PVC | 12 |  | 75 | 200 | 30000 | 3000 | 4950 | 37950 | 74 |  | Potable

## Hydrants
BAXTER WATER UTILITY INFRASTRUCTURE CAPITAL IMPROVEMENTS PLAN - HYDRANTS | [12 empty] | SEH File: | C:\Users\tthompson\AppData\Local\Microsoft\Windows\INetCache\Content.Outlook\G3B1OTAF\[Baxter Water System CAMP.v5.xlsx]Annual Summary
[8 empty] | Annual Interest Rate: | 5% |  | Current Year: | 2024
Hydrant Name | Water Main Lead |  | Year New | Widseth Notes | Useful Life | Years Between Repair/Update | Last Year Repaired | O&M Percentage of Total Installed Replacement Value | Current Installed Construction Value | 10% Project Contingency Value | 15% Engineering, Admin, Legal, Etc… | Project Replacement Value Total | O&M Cost Per Year | Projected Yearly Expenditures
| Material | Diameter
(--) | (--) | (inches) | (--) |  | (Years) | (Years) | (--) | (%) | ($) | ($) | ($) | ($) | ($) | 2022 | 2023 | 2024 | 2025 | 2026 | 2027 | 2028 | 2029 | 2030 | 2031 | 2032 | 2033 | 2034 | 2035 | 2036 | 2037 | 2038 | 2039 | 2040 | 2041 | 2042 | 2043 | 2044 | 2045 | 2046 | 2047 | 2048 | 2049 | 2050 | 2051 | 2052 | 2053 | 2054 | 2055 | 2056 | 2057 | 2058 | 2059 | 2060 | 2061 | 2062 | 2063 | 2064 | 2065 | 2066 | 2067
638 | DIP | 6 | 1977 |  | 50 | 10 | 2014 | 1.15% | 9985 | 998.5 | 1497.75 | 12481.25 | 143.5344 | 0 | 0 | 143.5344 | 0 | 0 | 14621.9903 | 0 | 0 | 0 | 0 | 0 | 0 | 233.8024 | 0 | 0 | 0 | 0 | 0 | 0 | 0 | 0 | 0 | 380.8394 | 0 | 0 | 0 | 0 | 0 | 0 | 0 | 0 | 0 | 620.3473 | 0 | 0 | 0 | 0 | 0 | 0 | 0 | 0 | 0 | 1010.4804 | 0 | 0 | 0
599 | DIP | 6 | 1977 |  | 50 | 10 | 2014 | 1.15% | 9985 | 998.5 | 1497.75 | 12481.25 | 143.5344 | 0 | 0 | 143.5344 | 0 | 0 | 14621.9903 | 0 | 0 | 0 | 0 | 0 | 0 | 233.8024 | 0 | 0 | 0 | 0 | 0 | 0 | 0 | 0 | 0 | 380.8394 | 0 | 0 | 0 | 0 | 0 | 0 | 0 | 0 | 0 | 620.3473 | 0 | 0 | 0 | 0 | 0 | 0 | 0 | 0 | 0 | 1010.4804 | 0 | 0 | 0
560 | DIP | 6 | 1977 |  | 50 | 10 | 2014 | 1.15% | 9985 | 998.5 | 1497.75 | 12481.25 | 143.5344 | 0 | 0 | 143.5344 | 0 | 0 | 14621.9903 | 0 | 0 | 0 | 0 | 0 | 0 | 233.8024 | 0 | 0 | 0 | 0 | 0 | 0 | 0 | 0 | 0 | 380.8394 | 0 | 0 | 0 | 0 | 0 | 0 | 0 | 0 | 0 | 620.3473 | 0 | 0 | 0 | 0 | 0 | 0 | 0 | 0 | 0 | 1010.4804 | 0 | 0 | 0
558 | PVC | 6 | 1977 |  | 50 | 10 | 2014 | 1.15% | 9985 | 998.5 | 1497.75 | 12481.25 | 143.5344 | 0 | 0 | 143.5344 | 0 | 0 | 14621.9903 | 0 | 0 | 0 | 0 | 0 | 0 | 233.8024 | 0 | 0 | 0 | 0 | 0 | 0 | 0 | 0 | 0 | 380.8394 | 0 | 0 | 0 | 0 | 0 | 0 | 0 | 0 | 0 | 620.3473 | 0 | 0 | 0 | 0 | 0 | 0 | 0 | 0 | 0 | 1010.4804 | 0 | 0 | 0
553 | DIP | 6 | 1977 |  | 50 | 10 | 2014 | 1.15% | 9985 | 998.5 | 1497.75 | 12481.25 | 143.5344 | 0 | 0 | 143.5344 | 0 | 0 | 14621.9903 | 0 | 0 | 0 | 0 | 0 | 0 | 233.8024 | 0 | 0 | 0 | 0 | 0 | 0 | 0 | 0 | 0 | 380.8394 | 0 | 0 | 0 | 0 | 0 | 0 | 0 | 0 | 0 | 620.3473 | 0 | 0 | 0 | 0 | 0 | 0 | 0 | 0 | 0 | 1010.4804 | 0 | 0 | 0
548 | DIP | 6 | 1977 |  | 50 | 10 | 2014 | 1.15% | 9985 | 998.5 | 1497.75 | 12481.25 | 143.5344 | 0 | 0 | 143.5344 | 0 | 0 | 14621.9903 | 0 | 0 | 0 | 0 | 0 | 0 | 233.8024 | 0 | 0 | 0 | 0 | 0 | 0 | 0 | 0 | 0 | 380.8394 | 0 | 0 | 0 | 0 | 0 | 0 | 0 | 0 | 0 | 620.3473 | 0 | 0 | 0 | 0 | 0 | 0 | 0 | 0 | 0 | 1010.4804 | 0 | 0 | 0
547 | DIP | 6 | 1977 |  | 50 | 10 | 2014 | 1.15% | 9985 | 998.5 | 1497.75 | 12481.25 | 143.5344 | 0 | 0 | 143.5344 | 0 | 0 | 14621.9903 | 0 | 0 | 0 | 0 | 0 | 0 | 233.8024 | 0 | 0 | 0 | 0 | 0 | 0 | 0 | 0 | 0 | 380.8394 | 0 | 0 | 0 | 0 | 0 | 0 | 0 | 0 | 0 | 620.3473 | 0 | 0 | 0 | 0 | 0 | 0 | 0 | 0 | 0 | 1010.4804 | 0 | 0 | 0
421 | DIP | 6 | 1977 |  | 50 | 10 | 2014 | 1.15% | 9985 | 998.5 | 1497.75 | 12481.25 | 143.5344 | 0 | 0 | 143.5344 | 0 | 0 | 14621.9903 | 0 | 0 | 0 | 0 | 0 | 0 | 233.8024 | 0 | 0 | 0 | 0 | 0 | 0 | 0 | 0 | 0 | 380.8394 | 0 | 0 | 0 | 0 | 0 | 0 | 0 | 0 | 0 | 620.3473 | 0 | 0 | 0 | 0 | 0 | 0 | 0 | 0 | 0 | 1010.4804 | 0 | 0 | 0
420 | DIP | 6 | 1977 |  | 50 | 10 | 2014 | 1.15% | 9985 | 998.5 | 1497.75 | 12481.25 | 143.5344 | 0 | 0 | 143.5344 | 0 | 0 | 14621.9903 | 0 | 0 | 0 | 0 | 0 | 0 | 233.8024 | 0 | 0 | 0 | 0 | 0 | 0 | 0 | 0 | 0 | 380.8394 | 0 | 0 | 0 | 0 | 0 | 0 | 0 | 0 | 0 | 620.3473 | 0 | 0 | 0 | 0 | 0 | 0 | 0 | 0 | 0 | 1010.4804 | 0 | 0 | 0
417 | DIP | 6 | 1977 |  | 50 | 10 | 2014 | 1.15% | 9985 | 998.5 | 1497.75 | 12481.25 | 143.5344 | 0 | 0 | 143.5344 | 0 | 0 | 14621.9903 | 0 | 0 | 0 | 0 | 0 | 0 | 233.8024 | 0 | 0 | 0 | 0 | 0 | 0 | 0 | 0 | 0 | 380.8394 | 0 | 0 | 0 | 0 | 0 | 0 | 0 | 0 | 0 | 620.3473 | 0 | 0 | 0 | 0 | 0 | 0 | 0 | 0 | 0 | 1010.4804 | 0 | 0 | 0
416 | DIP | 6 | 1977 |  | 50 | 10 | 2014 | 1.15% | 9985 | 998.5 | 1497.75 | 12481.25 | 143.5344 | 0 | 0 | 143.5344 | 0 | 0 | 14621.9903 | 0 | 0 | 0 | 0 | 0 | 0 | 233.8024 | 0 | 0 | 0 | 0 | 0 | 0 | 0 | 0 | 0 | 380.8394 | 0 | 0 | 0 | 0 | 0 | 0 | 0 | 0 | 0 | 620.3473 | 0 | 0 | 0 | 0 | 0 | 0 | 0 | 0 | 0 | 1010.4804 | 0 | 0 | 0
415 | DIP | 6 | 1977 |  | 50 | 10 | 2014 | 1.15% | 9985 | 998.5 | 1497.75 | 12481.25 | 143.5344 | 0 | 0 | 143.5344 | 0 | 0 | 14621.9903 | 0 | 0 | 0 | 0 | 0 | 0 | 233.8024 | 0 | 0 | 0 | 0 | 0 | 0 | 0 | 0 | 0 | 380.8394 | 0 | 0 | 0 | 0 | 0 | 0 | 0 | 0 | 0 | 620.3473 | 0 | 0 | 0 | 0 | 0 | 0 | 0 | 0 | 0 | 1010.4804 | 0 | 0 | 0
414 | DIP | 6 | 1977 |  | 50 | 10 | 2014 | 1.15% | 9985 | 998.5 | 1497.75 | 12481.25 | 143.5344 | 0 | 0 | 143.5344 | 0 | 0 | 14621.9903 | 0 | 0 | 0 | 0 | 0 | 0 | 233.8024 | 0 | 0 | 0 | 0 | 0 | 0 | 0 | 0 | 0 | 380.8394 | 0 | 0 | 0 | 0 | 0 | 0 | 0 | 0 | 0 | 620.3473 | 0 | 0 | 0 | 0 | 0 | 0 | 0 | 0 | 0 | 1010.4804 | 0 | 0 | 0
413 | DIP | 6 | 1977 |  | 50 | 10 | 2014 | 1.15% | 9985 | 998.5 | 1497.75 | 12481.25 | 143.5344 | 0 | 0 | 143.5344 | 0 | 0 | 14621.9903 | 0 | 0 | 0 | 0 | 0 | 0 | 233.8024 | 0 | 0 | 0 | 0 | 0 | 0 | 0 | 0 | 0 | 380.8394 | 0 | 0 | 0 | 0 | 0 | 0 | 0 | 0 | 0 | 620.3473 | 0 | 0 | 0 | 0 | 0 | 0 | 0 | 0 | 0 | 1010.4804 | 0 | 0 | 0
406 | DIP | 6 | 1977 |  | 50 | 10 | 2014 | 1.15% | 9985 | 998.5 | 1497.75 | 12481.25 | 143.5344 | 0 | 0 | 143.5344 | 0 | 0 | 14621.9903 | 0 | 0 | 0 | 0 | 0 | 0 | 233.8024 | 0 | 0 | 0 | 0 | 0 | 0 | 0 | 0 | 0 | 380.8394 | 0 | 0 | 0 | 0 | 0 | 0 | 0 | 0 | 0 | 620.3473 | 0 | 0 | 0 | 0 | 0 | 0 | 0 | 0 | 0 | 1010.4804 | 0 | 0 | 0
405 | DIP | 6 | 1977 |  | 50 | 10 | 2014 | 1.15% | 9985 | 998.5 | 1497.75 | 12481.25 | 143.5344 | 0 | 0 | 143.5344 | 0 | 0 | 14621.9903 | 0 | 0 | 0 | 0 | 0 | 0 | 233.8024 | 0 | 0 | 0 | 0 | 0 | 0 | 0 | 0 | 0 | 380.8394 | 0 | 0 | 0 | 0 | 0 | 0 | 0 | 0 | 0 | 620.3473 | 0 | 0 | 0 | 0 | 0 | 0 | 0 | 0 | 0 | 1010.4804 | 0 | 0 | 0
404 | DIP | 6 | 1977 |  | 50 | 10 | 2014 | 1.15% | 9985 | 998.5 | 1497.75 | 12481.25 | 143.5344 | 0 | 0 | 143.5344 | 0 | 0 | 14621.9903 | 0 | 0 | 0 | 0 | 0 | 0 | 233.8024 | 0 | 0 | 0 | 0 | 0 | 0 | 0 | 0 | 0 | 380.8394 | 0 | 0 | 0 | 0 | 0 | 0 | 0 | 0 | 0 | 620.3473 | 0 | 0 | 0 | 0 | 0 | 0 | 0 | 0 | 0 | 1010.4804 | 0 | 0 | 0
402 | DIP | 6 | 1977 |  | 50 | 10 | 2014 | 1.15% | 9985 | 998.5 | 1497.75 | 12481.25 | 143.5344 | 0 | 0 | 143.5344 | 0 | 0 | 14621.9903 | 0 | 0 | 0 | 0 | 0 | 0 | 233.8024 | 0 | 0 | 0 | 0 | 0 | 0 | 0 | 0 | 0 | 380.8394 | 0 | 0 | 0 | 0 | 0 | 0 | 0 | 0 | 0 | 620.3473 | 0 | 0 | 0 | 0 | 0 | 0 | 0 | 0 | 0 | 1010.4804 | 0 | 0 | 0
348 | DIP | 6 | 1977 |  | 50 | 10 | 2014 | 1.15% | 9985 | 998.5 | 1497.75 | 12481.25 | 143.5344 | 0 | 0 | 143.5344 | 0 | 0 | 14621.9903 | 0 | 0 | 0 | 0 | 0 | 0 | 233.8024 | 0 | 0 | 0 | 0 | 0 | 0 | 0 | 0 | 0 | 380.8394 | 0 | 0 | 0 | 0 | 0 | 0 | 0 | 0 | 0 | 620.3473 | 0 | 0 | 0 | 0 | 0 | 0 | 0 | 0 | 0 | 1010.4804 | 0 | 0 | 0
270 | DIP | 6 | 1977 |  | 50 | 10 | 2014 | 1.15% | 9985 | 998.5 | 1497.75 | 12481.25 | 143.5344 | 0 | 0 | 143.5344 | 0 | 0 | 14621.9903 | 0 | 0 | 0 | 0 | 0 | 0 | 233.8024 | 0 | 0 | 0 | 0 | 0 | 0 | 0 | 0 | 0 | 380.8394 | 0 | 0 | 0 | 0 | 0 | 0 | 0 | 0 | 0 | 620.3473 | 0 | 0 | 0 | 0 | 0 | 0 | 0 | 0 | 0 | 1010.4804 | 0 | 0 | 0
269 | DIP | 6 | 1977 |  | 50 | 10 | 2014 | 1.15% | 9985 | 998.5 | 1497.75 | 12481.25 | 143.5344 | 0 | 0 | 143.5344 | 0 | 0 | 14621.9903 | 0 | 0 | 0 | 0 | 0 | 0 | 233.8024 | 0 | 0 | 0 | 0 | 0 | 0 | 0 | 0 | 0 | 380.8394 | 0 | 0 | 0 | 0 | 0 | 0 | 0 | 0 | 0 | 620.3473 | 0 | 0 | 0 | 0 | 0 | 0 | 0 | 0 | 0 | 1010.4804 | 0 | 0 | 0
268 | DIP | 6 | 1977 |  | 50 | 10 | 2014 | 1.15% | 9985 | 998.5 | 1497.75 | 12481.25 | 143.5344 | 0 | 0 | 143.5344 | 0 | 0 | 14621.9903 | 0 | 0 | 0 | 0 | 0 | 0 | 233.8024 | 0 | 0 | 0 | 0 | 0 | 0 | 0 | 0 | 0 | 380.8394 | 0 | 0 | 0 | 0 | 0 | 0 | 0 | 0 | 0 | 620.3473 | 0 | 0 | 0 | 0 | 0 | 0 | 0 | 0 | 0 | 1010.4804 | 0 | 0 | 0
179 | DIP | 6 | 1977 |  | 50 | 10 | 2014 | 1.15% | 9985 | 998.5 | 1497.75 | 12481.25 | 143.5344 | 0 | 0 | 143.5344 | 0 | 0 | 14621.9903 | 0 | 0 | 0 | 0 | 0 | 0 | 233.8024 | 0 | 0 | 0 | 0 | 0 | 0 | 0 | 0 | 0 | 380.8394 | 0 | 0 | 0 | 0 | 0 | 0 | 0 | 0 | 0 | 620.3473 | 0 | 0 | 0 | 0 | 0 | 0 | 0 | 0 | 0 | 1010.4804 | 0 | 0 | 0
179 | DIP | 6 | 1977 |  | 50 | 10 | 2014 | 1.15% | 9985 | 998.5 | 1497.75 | 12481.25 | 143.5344 | 0 | 0 | 143.5344 | 0 | 0 | 14621.9903 | 0 | 0 | 0 | 0 | 0 | 0 | 233.8024 | 0 | 0 | 0 | 0 | 0 | 0 | 0 | 0 | 0 | 380.8394 | 0 | 0 | 0 | 0 | 0 | 0 | 0 | 0 | 0 | 620.3473 | 0 | 0 | 0 | 0 | 0 | 0 | 0 | 0 | 0 | 1010.4804 | 0 | 0 | 0
177 | DIP | 6 | 1977 | Existing on Edgewood Drive in front of 5 Guys Restaurant see note on hydrant 946 | 50 | 10 | 2014 | 1.15% | 9985 | 998.5 | 1497.75 | 12481.25 | 143.5344 | 0 | 0 | 143.5344 | 0 | 0 | 14621.9903 | 0 | 0 | 0 | 0 | 0 | 0 | 233.8024 | 0 | 0 | 0 | 0 | 0 | 0 | 0 | 0 | 0 | 380.8394 | 0 | 0 | 0 | 0 | 0 | 0 | 0 | 0 | 0 | 620.3473 | 0 | 0 | 0 | 0 | 0 | 0 | 0 | 0 | 0 | 1010.4804 | 0 | 0 | 0
176 | DIP | 6 | 1977 |  | 50 | 10 | 2014 | 1.15% | 9985 | 998.5 | 1497.75 | 12481.25 | 143.5344 | 0 | 0 | 143.5344 | 0 | 0 | 14621.9903 | 0 | 0 | 0 | 0 | 0 | 0 | 233.8024 | 0 | 0 | 0 | 0 | 0 | 0 | 0 | 0 | 0 | 380.8394 | 0 | 0 | 0 | 0 | 0 | 0 | 0 | 0 | 0 | 620.3473 | 0 | 0 | 0 | 0 | 0 | 0 | 0 | 0 | 0 | 1010.4804 | 0 | 0 | 0
175 | DIP | 6 | 1977 |  | 50 | 10 | 2014 | 1.15% | 9985 | 998.5 | 1497.75 | 12481.25 | 143.5344 | 0 | 0 | 143.5344 | 0 | 0 | 14621.9903 | 0 | 0 | 0 | 0 | 0 | 0 | 233.8024 | 0 | 0 | 0 | 0 | 0 | 0 | 0 | 0 | 0 | 380.8394 | 0 | 0 | 0 | 0 | 0 | 0 | 0 | 0 | 0 | 620.3473 | 0 | 0 | 0 | 0 | 0 | 0 | 0 | 0 | 0 | 1010.4804 | 0 | 0 | 0
174 | DIP | 6 | 1977 |  | 50 | 10 | 2014 | 1.15% | 9985 | 998.5 | 1497.75 | 12481.25 | 143.5344 | 0 | 0 | 143.5344 | 0 | 0 | 14621.9903 | 0 | 0 | 0 | 0 | 0 | 0 | 233.8024 | 0 | 0 | 0 | 0 | 0 | 0 | 0 | 0 | 0 | 380.8394 | 0 | 0 | 0 | 0 | 0 | 0 | 0 | 0 | 0 | 620.3473 | 0 | 0 | 0 | 0 | 0 | 0 | 0 | 0 | 0 | 1010.4804 | 0 | 0 | 0
173 | DIP | 6 | 1977 |  | 50 | 10 | 2014 | 1.15% | 9985 | 998.5 | 1497.75 | 12481.25 | 143.5344 | 0 | 0 | 143.5344 | 0 | 0 | 14621.9903 | 0 | 0 | 0 | 0 | 0 | 0 | 233.8024 | 0 | 0 | 0 | 0 | 0 | 0 | 0 | 0 | 0 | 380.8394 | 0 | 0 | 0 | 0 | 0 | 0 | 0 | 0 | 0 | 620.3473 | 0 | 0 | 0 | 0 | 0 | 0 | 0 | 0 | 0 | 1010.4804 | 0 | 0 | 0
171 | DIP | 6 | 1977 |  | 50 | 10 | 2014 | 1.15% | 9985 | 998.5 | 1497.75 | 12481.25 | 143.5344 | 0 | 0 | 143.5344 | 0 | 0 | 14621.9903 | 0 | 0 | 0 | 0 | 0 | 0 | 233.8024 | 0 | 0 | 0 | 0 | 0 | 0 | 0 | 0 | 0 | 380.8394 | 0 | 0 | 0 | 0 | 0 | 0 | 0 | 0 | 0 | 620.3473 | 0 | 0 | 0 | 0 | 0 | 0 | 0 | 0 | 0 | 1010.4804 | 0 | 0 | 0
170 | DIP | 6 | 1977 |  | 50 | 10 | 2014 | 1.15% | 9985 | 998.5 | 1497.75 | 12481.25 | 143.5344 | 0 | 0 | 143.5344 | 0 | 0 | 14621.9903 | 0 | 0 | 0 | 0 | 0 | 0 | 233.8024 | 0 | 0 | 0 | 0 | 0 | 0 | 0 | 0 | 0 | 380.8394 | 0 | 0 | 0 | 0 | 0 | 0 | 0 | 0 | 0 | 620.3473 | 0 | 0 | 0 | 0 | 0 | 0 | 0 | 0 | 0 | 1010.4804 | 0 | 0 | 0
169 | DIP | 6 | 1977 |  | 50 | 10 | 2014 | 1.15% | 9985 | 998.5 | 1497.75 | 12481.25 | 143.5344 | 0 | 0 | 143.5344 | 0 | 0 | 14621.9903 | 0 | 0 | 0 | 0 | 0 | 0 | 233.8024 | 0 | 0 | 0 | 0 | 0 | 0 | 0 | 0 | 0 | 380.8394 | 0 | 0 | 0 | 0 | 0 | 0 | 0 | 0 | 0 | 620.3473 | 0 | 0 | 0 | 0 | 0 | 0 | 0 | 0 | 0 | 1010.4804 | 0 | 0 | 0
168 | DIP | 6 | 1977 |  | 50 | 10 | 2014 | 1.15% | 9985 | 998.5 | 1497.75 | 12481.25 | 143.5344 | 0 | 0 | 143.5344 | 0 | 0 | 14621.9903 | 0 | 0 | 0 | 0 | 0 | 0 | 233.8024 | 0 | 0 | 0 | 0 | 0 | 0 | 0 | 0 | 0 | 380.8394 | 0 | 0 | 0 | 0 | 0 | 0 | 0 | 0 | 0 | 620.3473 | 0 | 0 | 0 | 0 | 0 | 0 | 0 | 0 | 0 | 1010.4804 | 0 | 0 | 0
138 | DIP | 6 | 1977 |  | 50 | 10 | 2014 | 1.15% | 9985 | 998.5 | 1497.75 | 12481.25 | 143.5344 | 0 | 0 | 143.5344 | 0 | 0 | 14621.9903 | 0 | 0 | 0 | 0 | 0 | 0 | 233.8024 | 0 | 0 | 0 | 0 | 0 | 0 | 0 | 0 | 0 | 380.8394 | 0 | 0 | 0 | 0 | 0 | 0 | 0 | 0 | 0 | 620.3473 | 0 | 0 | 0 | 0 | 0 | 0 | 0 | 0 | 0 | 1010.4804 | 0 | 0 | 0
605 | DIP | 6 | 1978 |  | 50 | 10 | 2014 | 1.15% | 9985 | 998.5 | 1497.75 | 12481.25 | 143.5344 | 0 | 0 | 143.5344 | 0 | 0 | 0 | 15353.0898 | 0 | 0 | 0 | 0 | 0 | 233.8024 | 0 | 0 | 0 | 0 | 0 | 0 | 0 | 0 | 0 | 380.8394 | 0 | 0 | 0 | 0 | 0 | 0 | 0 | 0 | 0 | 620.3473 | 0 | 0 | 0 | 0 | 0 | 0 | 0 | 0 | 0 | 1010.4804 | 0 | 0 | 0
604 | DIP | 6 | 1978 |  | 50 | 10 | 2014 | 1.15% | 9985 | 998.5 | 1497.75 | 12481.25 | 143.5344 | 0 | 0 | 143.5344 | 0 | 0 | 0 | 15353.0898 | 0 | 0 | 0 | 0 | 0 | 233.8024 | 0 | 0 | 0 | 0 | 0 | 0 | 0 | 0 | 0 | 380.8394 | 0 | 0 | 0 | 0 | 0 | 0 | 0 | 0 | 0 | 620.3473 | 0 | 0 | 0 | 0 | 0 | 0 | 0 | 0 | 0 | 1010.4804 | 0 | 0 | 0
602 | DIP | 6 | 1978 |  | 50 | 10 | 2014 | 1.15% | 9985 | 998.5 | 1497.75 | 12481.25 | 143.5344 | 0 | 0 | 143.5344 | 0 | 0 | 0 | 15353.0898 | 0 | 0 | 0 | 0 | 0 | 233.8024 | 0 | 0 | 0 | 0 | 0 | 0 | 0 | 0 | 0 | 380.8394 | 0 | 0 | 0 | 0 | 0 | 0 | 0 | 0 | 0 | 620.3473 | 0 | 0 | 0 | 0 | 0 | 0 | 0 | 0 | 0 | 1010.4804 | 0 | 0 | 0
669 | PVC | 6 | 1979 |  | 50 | 10 | 2014 | 1.15% | 9985 | 998.5 | 1497.75 | 12481.25 | 143.5344 | 0 | 0 | 143.5344 | 0 | 0 | 0 | 0 | 16120.7443 | 0 | 0 | 0 | 0 | 233.8024 | 0 | 0 | 0 | 0 | 0 | 0 | 0 | 0 | 0 | 380.8394 | 0 | 0 | 0 | 0 | 0 | 0 | 0 | 0 | 0 | 620.3473 | 0 | 0 | 0 | 0 | 0 | 0 | 0 | 0 | 0 | 1010.4804 | 0 | 0 | 0
419 | PVC | 6 | 1979 |  | 50 | 10 | 2014 | 1.15% | 9985 | 998.5 | 1497.75 | 12481.25 | 143.5344 | 0 | 0 | 143.5344 | 0 | 0 | 0 | 0 | 16120.7443 | 0 | 0 | 0 | 0 | 233.8024 | 0 | 0 | 0 | 0 | 0 | 0 | 0 | 0 | 0 | 380.8394 | 0 | 0 | 0 | 0 | 0 | 0 | 0 | 0 | 0 | 620.3473 | 0 | 0 | 0 | 0 | 0 | 0 | 0 | 0 | 0 | 1010.4804 | 0 | 0 | 0
411 | PVC | 6 | 1979 |  | 50 | 10 | 2014 | 1.15% | 9985 | 998.5 | 1497.75 | 12481.25 | 143.5344 | 0 | 0 | 143.5344 | 0 | 0 | 0 | 0 | 16120.7443 | 0 | 0 | 0 | 0 | 233.8024 | 0 | 0 | 0 | 0 | 0 | 0 | 0 | 0 | 0 | 380.8394 | 0 | 0 | 0 | 0 | 0 | 0 | 0 | 0 | 0 | 620.3473 | 0 | 0 | 0 | 0 | 0 | 0 | 0 | 0 | 0 | 1010.4804 | 0 | 0 | 0
408 | PVC | 6 | 1979 |  | 50 | 10 | 2014 | 1.15% | 9985 | 998.5 | 1497.75 | 12481.25 | 143.5344 | 0 | 0 | 143.5344 | 0 | 0 | 0 | 0 | 16120.7443 | 0 | 0 | 0 | 0 | 233.8024 | 0 | 0 | 0 | 0 | 0 | 0 | 0 | 0 | 0 | 380.8394 | 0 | 0 | 0 | 0 | 0 | 0 | 0 | 0 | 0 | 620.3473 | 0 | 0 | 0 | 0 | 0 | 0 | 0 | 0 | 0 | 1010.4804 | 0 | 0 | 0
407 | PVC | 6 | 1979 |  | 50 | 10 | 2014 | 1.15% | 9985 | 998.5 | 1497.75 | 12481.25 | 143.5344 | 0 | 0 | 143.5344 | 0 | 0 | 0 | 0 | 16120.7443 | 0 | 0 | 0 | 0 | 233.8024 | 0 | 0 | 0 | 0 | 0 | 0 | 0 | 0 | 0 | 380.8394 | 0 | 0 | 0 | 0 | 0 | 0 | 0 | 0 | 0 | 620.3473 | 0 | 0 | 0 | 0 | 0 | 0 | 0 | 0 | 0 | 1010.4804 | 0 | 0 | 0
401 | PVC | 6 | 1979 |  | 50 | 10 | 2014 | 1.15% | 9985 | 998.5 | 1497.75 | 12481.25 | 143.5344 | 0 | 0 | 143.5344 | 0 | 0 | 0 | 0 | 16120.7443 | 0 | 0 | 0 | 0 | 233.8024 | 0 | 0 | 0 | 0 | 0 | 0 | 0 | 0 | 0 | 380.8394 | 0 | 0 | 0 | 0 | 0 | 0 | 0 | 0 | 0 | 620.3473 | 0 | 0 | 0 | 0 | 0 | 0 | 0 | 0 | 0 | 1010.4804 | 0 | 0 | 0
400 | PVC | 6 | 1979 |  | 50 | 10 | 2014 | 1.15% | 9985 | 998.5 | 1497.75 | 12481.25 | 143.5344 | 0 | 0 | 143.5344 | 0 | 0 | 0 | 0 | 16120.7443 | 0 | 0 | 0 | 0 | 233.8024 | 0 | 0 | 0 | 0 | 0 | 0 | 0 | 0 | 0 | 380.8394 | 0 | 0 | 0 | 0 | 0 | 0 | 0 | 0 | 0 | 620.3473 | 0 | 0 | 0 | 0 | 0 | 0 | 0 | 0 | 0 | 1010.4804 | 0 | 0 | 0
399 | PVC | 6 | 1979 |  | 50 | 10 | 2014 | 1.15% | 9985 | 998.5 | 1497.75 | 12481.25 | 143.5344 | 0 | 0 | 143.5344 | 0 | 0 | 0 | 0 | 16120.7443 | 0 | 0 | 0 | 0 | 233.8024 | 0 | 0 | 0 | 0 | 0 | 0 | 0 | 0 | 0 | 380.8394 | 0 | 0 | 0 | 0 | 0 | 0 | 0 | 0 | 0 | 620.3473 | 0 | 0 | 0 | 0 | 0 | 0 | 0 | 0 | 0 | 1010.4804 | 0 | 0 | 0
394 | PVC | 6 | 1979 |  | 50 | 10 | 2014 | 1.15% | 9985 | 998.5 | 1497.75 | 12481.25 | 143.5344 | 0 | 0 | 143.5344 | 0 | 0 | 0 | 0 | 16120.7443 | 0 | 0 | 0 | 0 | 233.8024 | 0 | 0 | 0 | 0 | 0 | 0 | 0 | 0 | 0 | 380.8394 | 0 | 0 | 0 | 0 | 0 | 0 | 0 | 0 | 0 | 620.3473 | 0 | 0 | 0 | 0 | 0 | 0 | 0 | 0 | 0 | 1010.4804 | 0 | 0 | 0
393 | PVC | 6 | 1979 |  | 50 | 10 | 2014 | 1.15% | 9985 | 998.5 | 1497.75 | 12481.25 | 143.5344 | 0 | 0 | 143.5344 | 0 | 0 | 0 | 0 | 16120.7443 | 0 | 0 | 0 | 0 | 233.8024 | 0 | 0 | 0 | 0 | 0 | 0 | 0 | 0 | 0 | 380.8394 | 0 | 0 | 0 | 0 | 0 | 0 | 0 | 0 | 0 | 620.3473 | 0 | 0 | 0 | 0 | 0 | 0 | 0 | 0 | 0 | 1010.4804 | 0 | 0 | 0
392 | PVC | 6 | 1979 |  | 50 | 10 | 2014 | 1.15% | 9985 | 998.5 | 1497.75 | 12481.25 | 143.5344 | 0 | 0 | 143.5344 | 0 | 0 | 0 | 0 | 16120.7443 | 0 | 0 | 0 | 0 | 233.8024 | 0 | 0 | 0 | 0 | 0 | 0 | 0 | 0 | 0 | 380.8394 | 0 | 0 | 0 | 0 | 0 | 0 | 0 | 0 | 0 | 620.3473 | 0 | 0 | 0 | 0 | 0 | 0 | 0 | 0 | 0 | 1010.4804 | 0 | 0 | 0
391 | PVC | 6 | 1979 |  | 50 | 10 | 2014 | 1.15% | 9985 | 998.5 | 1497.75 | 12481.25 | 143.5344 | 0 | 0 | 143.5344 | 0 | 0 | 0 | 0 | 16120.7443 | 0 | 0 | 0 | 0 | 233.8024 | 0 | 0 | 0 | 0 | 0 | 0 | 0 | 0 | 0 | 380.8394 | 0 | 0 | 0 | 0 | 0 | 0 | 0 | 0 | 0 | 620.3473 | 0 | 0 | 0 | 0 | 0 | 0 | 0 | 0 | 0 | 1010.4804 | 0 | 0 | 0
390 | PVC | 6 | 1979 |  | 50 | 10 | 2014 | 1.15% | 9985 | 998.5 | 1497.75 | 12481.25 | 143.5344 | 0 | 0 | 143.5344 | 0 | 0 | 0 | 0 | 16120.7443 | 0 | 0 | 0 | 0 | 233.8024 | 0 | 0 | 0 | 0 | 0 | 0 | 0 | 0 | 0 | 380.8394 | 0 | 0 | 0 | 0 | 0 | 0 | 0 | 0 | 0 | 620.3473 | 0 | 0 | 0 | 0 | 0 | 0 | 0 | 0 | 0 | 1010.4804 | 0 | 0 | 0
389 | PVC | 6 | 1979 |  | 50 | 10 | 2014 | 1.15% | 9985 | 998.5 | 1497.75 | 12481.25 | 143.5344 | 0 | 0 | 143.5344 | 0 | 0 | 0 | 0 | 16120.7443 | 0 | 0 | 0 | 0 | 233.8024 | 0 | 0 | 0 | 0 | 0 | 0 | 0 | 0 | 0 | 380.8394 | 0 | 0 | 0 | 0 | 0 | 0 | 0 | 0 | 0 | 620.3473 | 0 | 0 | 0 | 0 | 0 | 0 | 0 | 0 | 0 | 1010.4804 | 0 | 0 | 0
388 | PVC | 6 | 1979 |  | 50 | 10 | 2014 | 1.15% | 9985 | 998.5 | 1497.75 | 12481.25 | 143.5344 | 0 | 0 | 143.5344 | 0 | 0 | 0 | 0 | 16120.7443 | 0 | 0 | 0 | 0 | 233.8024 | 0 | 0 | 0 | 0 | 0 | 0 | 0 | 0 | 0 | 380.8394 | 0 | 0 | 0 | 0 | 0 | 0 | 0 | 0 | 0 | 620.3473 | 0 | 0 | 0 | 0 | 0 | 0 | 0 | 0 | 0 | 1010.4804 | 0 | 0 | 0
387 | PVC | 6 | 1979 |  | 50 | 10 | 2014 | 1.15% | 9985 | 998.5 | 1497.75 | 12481.25 | 143.5344 | 0 | 0 | 143.5344 | 0 | 0 | 0 | 0 | 16120.7443 | 0 | 0 | 0 | 0 | 233.8024 | 0 | 0 | 0 | 0 | 0 | 0 | 0 | 0 | 0 | 380.8394 | 0 | 0 | 0 | 0 | 0 | 0 | 0 | 0 | 0 | 620.3473 | 0 | 0 | 0 | 0 | 0 | 0 | 0 | 0 | 0 | 1010.4804 | 0 | 0 | 0
386 | PVC | 6 | 1979 |  | 50 | 10 | 2014 | 1.15% | 9985 | 998.5 | 1497.75 | 12481.25 | 143.5344 | 0 | 0 | 143.5344 | 0 | 0 | 0 | 0 | 16120.7443 | 0 | 0 | 0 | 0 | 233.8024 | 0 | 0 | 0 | 0 | 0 | 0 | 0 | 0 | 0 | 380.8394 | 0 | 0 | 0 | 0 | 0 | 0 | 0 | 0 | 0 | 620.3473 | 0 | 0 | 0 | 0 | 0 | 0 | 0 | 0 | 0 | 1010.4804 | 0 | 0 | 0
385 | PVC | 6 | 1979 |  | 50 | 10 | 2014 | 1.15% | 9985 | 998.5 | 1497.75 | 12481.25 | 143.5344 | 0 | 0 | 143.5344 | 0 | 0 | 0 | 0 | 16120.7443 | 0 | 0 | 0 | 0 | 233.8024 | 0 | 0 | 0 | 0 | 0 | 0 | 0 | 0 | 0 | 380.8394 | 0 | 0 | 0 | 0 | 0 | 0 | 0 | 0 | 0 | 620.3473 | 0 | 0 | 0 | 0 | 0 | 0 | 0 | 0 | 0 | 1010.4804 | 0 | 0 | 0
384 | PVC | 6 | 1979 |  | 50 | 10 | 2014 | 1.15% | 9985 | 998.5 | 1497.75 | 12481.25 | 143.5344 | 0 | 0 | 143.5344 | 0 | 0 | 0 | 0 | 16120.7443 | 0 | 0 | 0 | 0 | 233.8024 | 0 | 0 | 0 | 0 | 0 | 0 | 0 | 0 | 0 | 380.8394 | 0 | 0 | 0 | 0 | 0 | 0 | 0 | 0 | 0 | 620.3473 | 0 | 0 | 0 | 0 | 0 | 0 | 0 | 0 | 0 | 1010.4804 | 0 | 0 | 0
383 | PVC | 6 | 1979 |  | 50 | 10 | 2014 | 1.15% | 9985 | 998.5 | 1497.75 | 12481.25 | 143.5344 | 0 | 0 | 143.5344 | 0 | 0 | 0 | 0 | 16120.7443 | 0 | 0 | 0 | 0 | 233.8024 | 0 | 0 | 0 | 0 | 0 | 0 | 0 | 0 | 0 | 380.8394 | 0 | 0 | 0 | 0 | 0 | 0 | 0 | 0 | 0 | 620.3473 | 0 | 0 | 0 | 0 | 0 | 0 | 0 | 0 | 0 | 1010.4804 | 0 | 0 | 0
382 | PVC | 6 | 1979 |  | 50 | 10 | 2014 | 1.15% | 9985 | 998.5 | 1497.75 | 12481.25 | 143.5344 | 0 | 0 | 143.5344 | 0 | 0 | 0 | 0 | 16120.7443 | 0 | 0 | 0 | 0 | 233.8024 | 0 | 0 | 0 | 0 | 0 | 0 | 0 | 0 | 0 | 380.8394 | 0 | 0 | 0 | 0 | 0 | 0 | 0 | 0 | 0 | 620.3473 | 0 | 0 | 0 | 0 | 0 | 0 | 0 | 0 | 0 | 1010.4804 | 0 | 0 | 0
381 | PVC | 6 | 1979 |  | 50 | 10 | 2014 | 1.15% | 9985 | 998.5 | 1497.75 | 12481.25 | 143.5344 | 0 | 0 | 143.5344 | 0 | 0 | 0 | 0 | 16120.7443 | 0 | 0 | 0 | 0 | 233.8024 | 0 | 0 | 0 | 0 | 0 | 0 | 0 | 0 | 0 | 380.8394 | 0 | 0 | 0 | 0 | 0 | 0 | 0 | 0 | 0 | 620.3473 | 0 | 0 | 0 | 0 | 0 | 0 | 0 | 0 | 0 | 1010.4804 | 0 | 0 | 0
380 | PVC | 6 | 1979 |  | 50 | 10 | 2014 | 1.15% | 9985 | 998.5 | 1497.75 | 12481.25 | 143.5344 | 0 | 0 | 143.5344 | 0 | 0 | 0 | 0 | 16120.7443 | 0 | 0 | 0 | 0 | 233.8024 | 0 | 0 | 0 | 0 | 0 | 0 | 0 | 0 | 0 | 380.8394 | 0 | 0 | 0 | 0 | 0 | 0 | 0 | 0 | 0 | 620.3473 | 0 | 0 | 0 | 0 | 0 | 0 | 0 | 0 | 0 | 1010.4804 | 0 | 0 | 0
379 | PVC | 6 | 1979 |  | 50 | 10 | 2014 | 1.15% | 9985 | 998.5 | 1497.75 | 12481.25 | 143.5344 | 0 | 0 | 143.5344 | 0 | 0 | 0 | 0 | 16120.7443 | 0 | 0 | 0 | 0 | 233.8024 | 0 | 0 | 0 | 0 | 0 | 0 | 0 | 0 | 0 | 380.8394 | 0 | 0 | 0 | 0 | 0 | 0 | 0 | 0 | 0 | 620.3473 | 0 | 0 | 0 | 0 | 0 | 0 | 0 | 0 | 0 | 1010.4804 | 0 | 0 | 0
378 | PVC | 6 | 1979 |  | 50 | 10 | 2014 | 1.15% | 9985 | 998.5 | 1497.75 | 12481.25 | 143.5344 | 0 | 0 | 143.5344 | 0 | 0 | 0 | 0 | 16120.7443 | 0 | 0 | 0 | 0 | 233.8024 | 0 | 0 | 0 | 0 | 0 | 0 | 0 | 0 | 0 | 380.8394 | 0 | 0 | 0 | 0 | 0 | 0 | 0 | 0 | 0 | 620.3473 | 0 | 0 | 0 | 0 | 0 | 0 | 0 | 0 | 0 | 1010.4804 | 0 | 0 | 0
377 | PVC | 6 | 1979 |  | 50 | 10 | 2014 | 1.15% | 9985 | 998.5 | 1497.75 | 12481.25 | 143.5344 | 0 | 0 | 143.5344 | 0 | 0 | 0 | 0 | 16120.7443 | 0 | 0 | 0 | 0 | 233.8024 | 0 | 0 | 0 | 0 | 0 | 0 | 0 | 0 | 0 | 380.8394 | 0 | 0 | 0 | 0 | 0 | 0 | 0 | 0 | 0 | 620.3473 | 0 | 0 | 0 | 0 | 0 | 0 | 0 | 0 | 0 | 1010.4804 | 0 | 0 | 0
376 | PVC | 6 | 1979 |  | 50 | 10 | 2014 | 1.15% | 9985 | 998.5 | 1497.75 | 12481.25 | 143.5344 | 0 | 0 | 143.5344 | 0 | 0 | 0 | 0 | 16120.7443 | 0 | 0 | 0 | 0 | 233.8024 | 0 | 0 | 0 | 0 | 0 | 0 | 0 | 0 | 0 | 380.8394 | 0 | 0 | 0 | 0 | 0 | 0 | 0 | 0 | 0 | 620.3473 | 0 | 0 | 0 | 0 | 0 | 0 | 0 | 0 | 0 | 1010.4804 | 0 | 0 | 0
375 | PVC | 6 | 1979 |  | 50 | 10 | 2014 | 1.15% | 9985 | 998.5 | 1497.75 | 12481.25 | 143.5344 | 0 | 0 | 143.5344 | 0 | 0 | 0 | 0 | 16120.7443 | 0 | 0 | 0 | 0 | 233.8024 | 0 | 0 | 0 | 0 | 0 | 0 | 0 | 0 | 0 | 380.8394 | 0 | 0 | 0 | 0 | 0 | 0 | 0 | 0 | 0 | 620.3473 | 0 | 0 | 0 | 0 | 0 | 0 | 0 | 0 | 0 | 1010.4804 | 0 | 0 | 0
374 | PVC | 6 | 1979 |  | 50 | 10 | 2014 | 1.15% | 9985 | 998.5 | 1497.75 | 12481.25 | 143.5344 | 0 | 0 | 143.5344 | 0 | 0 | 0 | 0 | 16120.7443 | 0 | 0 | 0 | 0 | 233.8024 | 0 | 0 | 0 | 0 | 0 | 0 | 0 | 0 | 0 | 380.8394 | 0 | 0 | 0 | 0 | 0 | 0 | 0 | 0 | 0 | 620.3473 | 0 | 0 | 0 | 0 | 0 | 0 | 0 | 0 | 0 | 1010.4804 | 0 | 0 | 0
373 | PVC | 6 | 1979 |  | 50 | 10 | 2014 | 1.15% | 9985 | 998.5 | 1497.75 | 12481.25 | 143.5344 | 0 | 0 | 143.5344 | 0 | 0 | 0 | 0 | 16120.7443 | 0 | 0 | 0 | 0 | 233.8024 | 0 | 0 | 0 | 0 | 0 | 0 | 0 | 0 | 0 | 380.8394 | 0 | 0 | 0 | 0 | 0 | 0 | 0 | 0 | 0 | 620.3473 | 0 | 0 | 0 | 0 | 0 | 0 | 0 | 0 | 0 | 1010.4804 | 0 | 0 | 0
372 | PVC | 6 | 1979 |  | 50 | 10 | 2014 | 1.15% | 9985 | 998.5 | 1497.75 | 12481.25 | 143.5344 | 0 | 0 | 143.5344 | 0 | 0 | 0 | 0 | 16120.7443 | 0 | 0 | 0 | 0 | 233.8024 | 0 | 0 | 0 | 0 | 0 | 0 | 0 | 0 | 0 | 380.8394 | 0 | 0 | 0 | 0 | 0 | 0 | 0 | 0 | 0 | 620.3473 | 0 | 0 | 0 | 0 | 0 | 0 | 0 | 0 | 0 | 1010.4804 | 0 | 0 | 0
370 | PVC | 6 | 1979 |  | 50 | 10 | 2014 | 1.15% | 9985 | 998.5 | 1497.75 | 12481.25 | 143.5344 | 0 | 0 | 143.5344 | 0 | 0 | 0 | 0 | 16120.7443 | 0 | 0 | 0 | 0 | 233.8024 | 0 | 0 | 0 | 0 | 0 | 0 | 0 | 0 | 0 | 380.8394 | 0 | 0 | 0 | 0 | 0 | 0 | 0 | 0 | 0 | 620.3473 | 0 | 0 | 0 | 0 | 0 | 0 | 0 | 0 | 0 | 1010.4804 | 0 | 0 | 0
369 | PVC | 6 | 1979 |  | 50 | 10 | 2014 | 1.15% | 9985 | 998.5 | 1497.75 | 12481.25 | 143.5344 | 0 | 0 | 143.5344 | 0 | 0 | 0 | 0 | 16120.7443 | 0 | 0 | 0 | 0 | 233.8024 | 0 | 0 | 0 | 0 | 0 | 0 | 0 | 0 | 0 | 380.8394 | 0 | 0 | 0 | 0 | 0 | 0 | 0 | 0 | 0 | 620.3473 | 0 | 0 | 0 | 0 | 0 | 0 | 0 | 0 | 0 | 1010.4804 | 0 | 0 | 0
368 | PVC | 6 | 1979 |  | 50 | 10 | 2014 | 1.15% | 9985 | 998.5 | 1497.75 | 12481.25 | 143.5344 | 0 | 0 | 143.5344 | 0 | 0 | 0 | 0 | 16120.7443 | 0 | 0 | 0 | 0 | 233.8024 | 0 | 0 | 0 | 0 | 0 | 0 | 0 | 0 | 0 | 380.8394 | 0 | 0 | 0 | 0 | 0 | 0 | 0 | 0 | 0 | 620.3473 | 0 | 0 | 0 | 0 | 0 | 0 | 0 | 0 | 0 | 1010.4804 | 0 | 0 | 0
367 | PVC | 6 | 1979 |  | 50 | 10 | 2014 | 1.15% | 9985 | 998.5 | 1497.75 | 12481.25 | 143.5344 | 0 | 0 | 143.5344 | 0 | 0 | 0 | 0 | 16120.7443 | 0 | 0 | 0 | 0 | 233.8024 | 0 | 0 | 0 | 0 | 0 | 0 | 0 | 0 | 0 | 380.8394 | 0 | 0 | 0 | 0 | 0 | 0 | 0 | 0 | 0 | 620.3473 | 0 | 0 | 0 | 0 | 0 | 0 | 0 | 0 | 0 | 1010.4804 | 0 | 0 | 0
366 | PVC | 6 | 1979 |  | 50 | 10 | 2014 | 1.15% | 9985 | 998.5 | 1497.75 | 12481.25 | 143.5344 | 0 | 0 | 143.5344 | 0 | 0 | 0 | 0 | 16120.7443 | 0 | 0 | 0 | 0 | 233.8024 | 0 | 0 | 0 | 0 | 0 | 0 | 0 | 0 | 0 | 380.8394 | 0 | 0 | 0 | 0 | 0 | 0 | 0 | 0 | 0 | 620.3473 | 0 | 0 | 0 | 0 | 0 | 0 | 0 | 0 | 0 | 1010.4804 | 0 | 0 | 0
365 | PVC | 6 | 1979 |  | 50 | 10 | 2014 | 1.15% | 9985 | 998.5 | 1497.75 | 12481.25 | 143.5344 | 0 | 0 | 143.5344 | 0 | 0 | 0 | 0 | 16120.7443 | 0 | 0 | 0 | 0 | 233.8024 | 0 | 0 | 0 | 0 | 0 | 0 | 0 | 0 | 0 | 380.8394 | 0 | 0 | 0 | 0 | 0 | 0 | 0 | 0 | 0 | 620.3473 | 0 | 0 | 0 | 0 | 0 | 0 | 0 | 0 | 0 | 1010.4804 | 0 | 0 | 0
364 | PVC | 6 | 1979 |  | 50 | 10 | 2014 | 1.15% | 9985 | 998.5 | 1497.75 | 12481.25 | 143.5344 | 0 | 0 | 143.5344 | 0 | 0 | 0 | 0 | 16120.7443 | 0 | 0 | 0 | 0 | 233.8024 | 0 | 0 | 0 | 0 | 0 | 0 | 0 | 0 | 0 | 380.8394 | 0 | 0 | 0 | 0 | 0 | 0 | 0 | 0 | 0 | 620.3473 | 0 | 0 | 0 | 0 | 0 | 0 | 0 | 0 | 0 | 1010.4804 | 0 | 0 | 0
363 | PVC | 6 | 1979 |  | 50 | 10 | 2014 | 1.15% | 9985 | 998.5 | 1497.75 | 12481.25 | 143.5344 | 0 | 0 | 143.5344 | 0 | 0 | 0 | 0 | 16120.7443 | 0 | 0 | 0 | 0 | 233.8024 | 0 | 0 | 0 | 0 | 0 | 0 | 0 | 0 | 0 | 380.8394 | 0 | 0 | 0 | 0 | 0 | 0 | 0 | 0 | 0 | 620.3473 | 0 | 0 | 0 | 0 | 0 | 0 | 0 | 0 | 0 | 1010.4804 | 0 | 0 | 0
566 | PVC | 6 | 1980 |  | 50 | 10 | 2014 | 1.15% | 9985 | 998.5 | 1497.75 | 12481.25 | 143.5344 | 0 | 0 | 143.5344 | 0 | 0 | 0 | 0 | 0 | 16926.7815 | 0 | 0 | 0 | 233.8024 | 0 | 0 | 0 | 0 | 0 | 0 | 0 | 0 | 0 | 380.8394 | 0 | 0 | 0 | 0 | 0 | 0 | 0 | 0 | 0 | 620.3473 | 0 | 0 | 0 | 0 | 0 | 0 | 0 | 0 | 0 | 1010.4804 | 0 | 0 | 0
554 | PVC | 6 | 1980 |  | 50 | 10 | 2014 | 1.15% | 9985 | 998.5 | 1497.75 | 12481.25 | 143.5344 | 0 | 0 | 143.5344 | 0 | 0 | 0 | 0 | 0 | 16926.7815 | 0 | 0 | 0 | 233.8024 | 0 | 0 | 0 | 0 | 0 | 0 | 0 | 0 | 0 | 380.8394 | 0 | 0 | 0 | 0 | 0 | 0 | 0 | 0 | 0 | 620.3473 | 0 | 0 | 0 | 0 | 0 | 0 | 0 | 0 | 0 | 1010.4804 | 0 | 0 | 0
552 | PVC | 6 | 1980 |  | 50 | 10 | 2014 | 1.15% | 9985 | 998.5 | 1497.75 | 12481.25 | 143.5344 | 0 | 0 | 143.5344 | 0 | 0 | 0 | 0 | 0 | 16926.7815 | 0 | 0 | 0 | 233.8024 | 0 | 0 | 0 | 0 | 0 | 0 | 0 | 0 | 0 | 380.8394 | 0 | 0 | 0 | 0 | 0 | 0 | 0 | 0 | 0 | 620.3473 | 0 | 0 | 0 | 0 | 0 | 0 | 0 | 0 | 0 | 1010.4804 | 0 | 0 | 0
551 | PVC | 6 | 1980 |  | 50 | 10 | 2014 | 1.15% | 9985 | 998.5 | 1497.75 | 12481.25 | 143.5344 | 0 | 0 | 143.5344 | 0 | 0 | 0 | 0 | 0 | 16926.7815 | 0 | 0 | 0 | 233.8024 | 0 | 0 | 0 | 0 | 0 | 0 | 0 | 0 | 0 | 380.8394 | 0 | 0 | 0 | 0 | 0 | 0 | 0 | 0 | 0 | 620.3473 | 0 | 0 | 0 | 0 | 0 | 0 | 0 | 0 | 0 | 1010.4804 | 0 | 0 | 0
54 | DIP | 6 | 1980 |  | 50 | 10 | 2014 | 1.15% | 9985 | 998.5 | 1497.75 | 12481.25 | 143.5344 | 0 | 0 | 143.5344 | 0 | 0 | 0 | 0 | 0 | 16926.7815 | 0 | 0 | 0 | 233.8024 | 0 | 0 | 0 | 0 | 0 | 0 | 0 | 0 | 0 | 380.8394 | 0 | 0 | 0 | 0 | 0 | 0 | 0 | 0 | 0 | 620.3473 | 0 | 0 | 0 | 0 | 0 | 0 | 0 | 0 | 0 | 1010.4804 | 0 | 0 | 0
637 | PVC | 6 | 1981 |  | 50 | 10 | 2014 | 1.15% | 9985 | 998.5 | 1497.75 | 12481.25 | 143.5344 | 0 | 0 | 143.5344 | 0 | 0 | 0 | 0 | 0 | 0 | 17773.1206 | 0 | 0 | 233.8024 | 0 | 0 | 0 | 0 | 0 | 0 | 0 | 0 | 0 | 380.8394 | 0 | 0 | 0 | 0 | 0 | 0 | 0 | 0 | 0 | 620.3473 | 0 | 0 | 0 | 0 | 0 | 0 | 0 | 0 | 0 | 1010.4804 | 0 | 0 | 0
565 | PVC | 6 | 1981 |  | 50 | 10 | 2014 | 1.15% | 9985 | 998.5 | 1497.75 | 12481.25 | 143.5344 | 0 | 0 | 143.5344 | 0 | 0 | 0 | 0 | 0 | 0 | 17773.1206 | 0 | 0 | 233.8024 | 0 | 0 | 0 | 0 | 0 | 0 | 0 | 0 | 0 | 380.8394 | 0 | 0 | 0 | 0 | 0 | 0 | 0 | 0 | 0 | 620.3473 | 0 | 0 | 0 | 0 | 0 | 0 | 0 | 0 | 0 | 1010.4804 | 0 | 0 | 0
556 | PVC | 6 | 1981 |  | 50 | 10 | 2014 | 1.15% | 9985 | 998.5 | 1497.75 | 12481.25 | 143.5344 | 0 | 0 | 143.5344 | 0 | 0 | 0 | 0 | 0 | 0 | 17773.1206 | 0 | 0 | 233.8024 | 0 | 0 | 0 | 0 | 0 | 0 | 0 | 0 | 0 | 380.8394 | 0 | 0 | 0 | 0 | 0 | 0 | 0 | 0 | 0 | 620.3473 | 0 | 0 | 0 | 0 | 0 | 0 | 0 | 0 | 0 | 1010.4804 | 0 | 0 | 0
555 | PVC | 6 | 1981 |  | 50 | 10 | 2014 | 1.15% | 9985 | 998.5 | 1497.75 | 12481.25 | 143.5344 | 0 | 0 | 143.5344 | 0 | 0 | 0 | 0 | 0 | 0 | 17773.1206 | 0 | 0 | 233.8024 | 0 | 0 | 0 | 0 | 0 | 0 | 0 | 0 | 0 | 380.8394 | 0 | 0 | 0 | 0 | 0 | 0 | 0 | 0 | 0 | 620.3473 | 0 | 0 | 0 | 0 | 0 | 0 | 0 | 0 | 0 | 1010.4804 | 0 | 0 | 0
550 | PVC | 6 | 1981 |  | 50 | 10 | 2014 | 1.15% | 9985 | 998.5 | 1497.75 | 12481.25 | 143.5344 | 0 | 0 | 143.5344 | 0 | 0 | 0 | 0 | 0 | 0 | 17773.1206 | 0 | 0 | 233.8024 | 0 | 0 | 0 | 0 | 0 | 0 | 0 | 0 | 0 | 380.8394 | 0 | 0 | 0 | 0 | 0 | 0 | 0 | 0 | 0 | 620.3473 | 0 | 0 | 0 | 0 | 0 | 0 | 0 | 0 | 0 | 1010.4804 | 0 | 0 | 0
537 | PVC | 6 | 1981 |  | 50 | 10 | 2014 | 1.15% | 9985 | 998.5 | 1497.75 | 12481.25 | 143.5344 | 0 | 0 | 143.5344 | 0 | 0 | 0 | 0 | 0 | 0 | 17773.1206 | 0 | 0 | 233.8024 | 0 | 0 | 0 | 0 | 0 | 0 | 0 | 0 | 0 | 380.8394 | 0 | 0 | 0 | 0 | 0 | 0 | 0 | 0 | 0 | 620.3473 | 0 | 0 | 0 | 0 | 0 | 0 | 0 | 0 | 0 | 1010.4804 | 0 | 0 | 0
493 | PVC | 6 | 1981 |  | 50 | 10 | 2014 | 1.15% | 9985 | 998.5 | 1497.75 | 12481.25 | 143.5344 | 0 | 0 | 143.5344 | 0 | 0 | 0 | 0 | 0 | 0 | 17773.1206 | 0 | 0 | 233.8024 | 0 | 0 | 0 | 0 | 0 | 0 | 0 | 0 | 0 | 380.8394 | 0 | 0 | 0 | 0 | 0 | 0 | 0 | 0 | 0 | 620.3473 | 0 | 0 | 0 | 0 | 0 | 0 | 0 | 0 | 0 | 1010.4804 | 0 | 0 | 0
492 | PVC | 6 | 1981 |  | 50 | 10 | 2014 | 1.15% | 9985 | 998.5 | 1497.75 | 12481.25 | 143.5344 | 0 | 0 | 143.5344 | 0 | 0 | 0 | 0 | 0 | 0 | 17773.1206 | 0 | 0 | 233.8024 | 0 | 0 | 0 | 0 | 0 | 0 | 0 | 0 | 0 | 380.8394 | 0 | 0 | 0 | 0 | 0 | 0 | 0 | 0 | 0 | 620.3473 | 0 | 0 | 0 | 0 | 0 | 0 | 0 | 0 | 0 | 1010.4804 | 0 | 0 | 0
491 | PVC | 6 | 1981 |  | 50 | 10 | 2014 | 1.15% | 9985 | 998.5 | 1497.75 | 12481.25 | 143.5344 | 0 | 0 | 143.5344 | 0 | 0 | 0 | 0 | 0 | 0 | 17773.1206 | 0 | 0 | 233.8024 | 0 | 0 | 0 | 0 | 0 | 0 | 0 | 0 | 0 | 380.8394 | 0 | 0 | 0 | 0 | 0 | 0 | 0 | 0 | 0 | 620.3473 | 0 | 0 | 0 | 0 | 0 | 0 | 0 | 0 | 0 | 1010.4804 | 0 | 0 | 0
453 | PVC | 6 | 1981 |  | 50 | 10 | 2014 | 1.15% | 9985 | 998.5 | 1497.75 | 12481.25 | 143.5344 | 0 | 0 | 143.5344 | 0 | 0 | 0 | 0 | 0 | 0 | 17773.1206 | 0 | 0 | 233.8024 | 0 | 0 | 0 | 0 | 0 | 0 | 0 | 0 | 0 | 380.8394 | 0 | 0 | 0 | 0 | 0 | 0 | 0 | 0 | 0 | 620.3473 | 0 | 0 | 0 | 0 | 0 | 0 | 0 | 0 | 0 | 1010.4804 | 0 | 0 | 0
452 | PVC | 6 | 1981 |  | 50 | 10 | 2014 | 1.15% | 9985 | 998.5 | 1497.75 | 12481.25 | 143.5344 | 0 | 0 | 143.5344 | 0 | 0 | 0 | 0 | 0 | 0 | 17773.1206 | 0 | 0 | 233.8024 | 0 | 0 | 0 | 0 | 0 | 0 | 0 | 0 | 0 | 380.8394 | 0 | 0 | 0 | 0 | 0 | 0 | 0 | 0 | 0 | 620.3473 | 0 | 0 | 0 | 0 | 0 | 0 | 0 | 0 | 0 | 1010.4804 | 0 | 0 | 0
451 | PVC | 6 | 1981 |  | 50 | 10 | 2014 | 1.15% | 9985 | 998.5 | 1497.75 | 12481.25 | 143.5344 | 0 | 0 | 143.5344 | 0 | 0 | 0 | 0 | 0 | 0 | 17773.1206 | 0 | 0 | 233.8024 | 0 | 0 | 0 | 0 | 0 | 0 | 0 | 0 | 0 | 380.8394 | 0 | 0 | 0 | 0 | 0 | 0 | 0 | 0 | 0 | 620.3473 | 0 | 0 | 0 | 0 | 0 | 0 | 0 | 0 | 0 | 1010.4804 | 0 | 0 | 0
450 | PVC | 6 | 1981 |  | 50 | 10 | 2014 | 1.15% | 9985 | 998.5 | 1497.75 | 12481.25 | 143.5344 | 0 | 0 | 143.5344 | 0 | 0 | 0 | 0 | 0 | 0 | 17773.1206 | 0 | 0 | 233.8024 | 0 | 0 | 0 | 0 | 0 | 0 | 0 | 0 | 0 | 380.8394 | 0 | 0 | 0 | 0 | 0 | 0 | 0 | 0 | 0 | 620.3473 | 0 | 0 | 0 | 0 | 0 | 0 | 0 | 0 | 0 | 1010.4804 | 0 | 0 | 0
449 | PVC | 6 | 1981 |  | 50 | 10 | 2014 | 1.15% | 9985 | 998.5 | 1497.75 | 12481.25 | 143.5344 | 0 | 0 | 143.5344 | 0 | 0 | 0 | 0 | 0 | 0 | 17773.1206 | 0 | 0 | 233.8024 | 0 | 0 | 0 | 0 | 0 | 0 | 0 | 0 | 0 | 380.8394 | 0 | 0 | 0 | 0 | 0 | 0 | 0 | 0 | 0 | 620.3473 | 0 | 0 | 0 | 0 | 0 | 0 | 0 | 0 | 0 | 1010.4804 | 0 | 0 | 0
448 | PVC | 6 | 1981 |  | 50 | 10 | 2014 | 1.15% | 9985 | 998.5 | 1497.75 | 12481.25 | 143.5344 | 0 | 0 | 143.5344 | 0 | 0 | 0 | 0 | 0 | 0 | 17773.1206 | 0 | 0 | 233.8024 | 0 | 0 | 0 | 0 | 0 | 0 | 0 | 0 | 0 | 380.8394 | 0 | 0 | 0 | 0 | 0 | 0 | 0 | 0 | 0 | 620.3473 | 0 | 0 | 0 | 0 | 0 | 0 | 0 | 0 | 0 | 1010.4804 | 0 | 0 | 0
447 | PVC | 6 | 1981 |  | 50 | 10 | 2014 | 1.15% | 9985 | 998.5 | 1497.75 | 12481.25 | 143.5344 | 0 | 0 | 143.5344 | 0 | 0 | 0 | 0 | 0 | 0 | 17773.1206 | 0 | 0 | 233.8024 | 0 | 0 | 0 | 0 | 0 | 0 | 0 | 0 | 0 | 380.8394 | 0 | 0 | 0 | 0 | 0 | 0 | 0 | 0 | 0 | 620.3473 | 0 | 0 | 0 | 0 | 0 | 0 | 0 | 0 | 0 | 1010.4804 | 0 | 0 | 0
446 | PVC | 6 | 1981 |  | 50 | 10 | 2014 | 1.15% | 9985 | 998.5 | 1497.75 | 12481.25 | 143.5344 | 0 | 0 | 143.5344 | 0 | 0 | 0 | 0 | 0 | 0 | 17773.1206 | 0 | 0 | 233.8024 | 0 | 0 | 0 | 0 | 0 | 0 | 0 | 0 | 0 | 380.8394 | 0 | 0 | 0 | 0 | 0 | 0 | 0 | 0 | 0 | 620.3473 | 0 | 0 | 0 | 0 | 0 | 0 | 0 | 0 | 0 | 1010.4804 | 0 | 0 | 0
445 | PVC | 6 | 1981 |  | 50 | 10 | 2014 | 1.15% | 9985 | 998.5 | 1497.75 | 12481.25 | 143.5344 | 0 | 0 | 143.5344 | 0 | 0 | 0 | 0 | 0 | 0 | 17773.1206 | 0 | 0 | 233.8024 | 0 | 0 | 0 | 0 | 0 | 0 | 0 | 0 | 0 | 380.8394 | 0 | 0 | 0 | 0 | 0 | 0 | 0 | 0 | 0 | 620.3473 | 0 | 0 | 0 | 0 | 0 | 0 | 0 | 0 | 0 | 1010.4804 | 0 | 0 | 0
444 | PVC | 6 | 1981 |  | 50 | 10 | 2014 | 1.15% | 9985 | 998.5 | 1497.75 | 12481.25 | 143.5344 | 0 | 0 | 143.5344 | 0 | 0 | 0 | 0 | 0 | 0 | 17773.1206 | 0 | 0 | 233.8024 | 0 | 0 | 0 | 0 | 0 | 0 | 0 | 0 | 0 | 380.8394 | 0 | 0 | 0 | 0 | 0 | 0 | 0 | 0 | 0 | 620.3473 | 0 | 0 | 0 | 0 | 0 | 0 | 0 | 0 | 0 | 1010.4804 | 0 | 0 | 0
443 | PVC | 6 | 1981 |  | 50 | 10 | 2014 | 1.15% | 9985 | 998.5 | 1497.75 | 12481.25 | 143.5344 | 0 | 0 | 143.5344 | 0 | 0 | 0 | 0 | 0 | 0 | 17773.1206 | 0 | 0 | 233.8024 | 0 | 0 | 0 | 0 | 0 | 0 | 0 | 0 | 0 | 380.8394 | 0 | 0 | 0 | 0 | 0 | 0 | 0 | 0 | 0 | 620.3473 | 0 | 0 | 0 | 0 | 0 | 0 | 0 | 0 | 0 | 1010.4804 | 0 | 0 | 0
442 | PVC | 6 | 1981 |  | 50 | 10 | 2015 | 1.15% | 9985 | 998.5 | 1497.75 | 12481.25 | 143.5344 | 0 | 0 | 0 | 150.7111 | 0 | 0 | 0 | 0 | 0 | 17773.1206 | 0 | 0 | 0 | 245.4925 | 0 | 0 | 0 | 0 | 0 | 0 | 0 | 0 | 0 | 399.8814 | 0 | 0 | 0 | 0 | 0 | 0 | 0 | 0 | 0 | 651.3647 | 0 | 0 | 0 | 0 | 0 | 0 | 0 | 0 | 0 | 1061.0044 | 0 | 0
441 | PVC | 6 | 1981 |  | 50 | 10 | 2015 | 1.15% | 9985 | 998.5 | 1497.75 | 12481.25 | 143.5344 | 0 | 0 | 0 | 150.7111 | 0 | 0 | 0 | 0 | 0 | 17773.1206 | 0 | 0 | 0 | 245.4925 | 0 | 0 | 0 | 0 | 0 | 0 | 0 | 0 | 0 | 399.8814 | 0 | 0 | 0 | 0 | 0 | 0 | 0 | 0 | 0 | 651.3647 | 0 | 0 | 0 | 0 | 0 | 0 | 0 | 0 | 0 | 1061.0044 | 0 | 0
440 | PVC | 6 | 1981 |  | 50 | 10 | 2015 | 1.15% | 9985 | 998.5 | 1497.75 | 12481.25 | 143.5344 | 0 | 0 | 0 | 150.7111 | 0 | 0 | 0 | 0 | 0 | 17773.1206 | 0 | 0 | 0 | 245.4925 | 0 | 0 | 0 | 0 | 0 | 0 | 0 | 0 | 0 | 399.8814 | 0 | 0 | 0 | 0 | 0 | 0 | 0 | 0 | 0 | 651.3647 | 0 | 0 | 0 | 0 | 0 | 0 | 0 | 0 | 0 | 1061.0044 | 0 | 0
439 | PVC | 6 | 1981 |  | 50 | 10 | 2015 | 1.15% | 9985 | 998.5 | 1497.75 | 12481.25 | 143.5344 | 0 | 0 | 0 | 150.7111 | 0 | 0 | 0 | 0 | 0 | 17773.1206 | 0 | 0 | 0 | 245.4925 | 0 | 0 | 0 | 0 | 0 | 0 | 0 | 0 | 0 | 399.8814 | 0 | 0 | 0 | 0 | 0 | 0 | 0 | 0 | 0 | 651.3647 | 0 | 0 | 0 | 0 | 0 | 0 | 0 | 0 | 0 | 1061.0044 | 0 | 0
438 | PVC | 6 | 1981 |  | 50 | 10 | 2015 | 1.15% | 9985 | 998.5 | 1497.75 | 12481.25 | 143.5344 | 0 | 0 | 0 | 150.7111 | 0 | 0 | 0 | 0 | 0 | 17773.1206 | 0 | 0 | 0 | 245.4925 | 0 | 0 | 0 | 0 | 0 | 0 | 0 | 0 | 0 | 399.8814 | 0 | 0 | 0 | 0 | 0 | 0 | 0 | 0 | 0 | 651.3647 | 0 | 0 | 0 | 0 | 0 | 0 | 0 | 0 | 0 | 1061.0044 | 0 | 0
437 | PVC | 6 | 1981 |  | 50 | 10 | 2015 | 1.15% | 9985 | 998.5 | 1497.75 | 12481.25 | 143.5344 | 0 | 0 | 0 | 150.7111 | 0 | 0 | 0 | 0 | 0 | 17773.1206 | 0 | 0 | 0 | 245.4925 | 0 | 0 | 0 | 0 | 0 | 0 | 0 | 0 | 0 | 399.8814 | 0 | 0 | 0 | 0 | 0 | 0 | 0 | 0 | 0 | 651.3647 | 0 | 0 | 0 | 0 | 0 | 0 | 0 | 0 | 0 | 1061.0044 | 0 | 0
436 | PVC | 6 | 1981 |  | 50 | 10 | 2015 | 1.15% | 9985 | 998.5 | 1497.75 | 12481.25 | 143.5344 | 0 | 0 | 0 | 150.7111 | 0 | 0 | 0 | 0 | 0 | 17773.1206 | 0 | 0 | 0 | 245.4925 | 0 | 0 | 0 | 0 | 0 | 0 | 0 | 0 | 0 | 399.8814 | 0 | 0 | 0 | 0 | 0 | 0 | 0 | 0 | 0 | 651.3647 | 0 | 0 | 0 | 0 | 0 | 0 | 0 | 0 | 0 | 1061.0044 | 0 | 0
435 | PVC | 6 | 1981 |  | 50 | 10 | 2015 | 1.15% | 9985 | 998.5 | 1497.75 | 12481.25 | 143.5344 | 0 | 0 | 0 | 150.7111 | 0 | 0 | 0 | 0 | 0 | 17773.1206 | 0 | 0 | 0 | 245.4925 | 0 | 0 | 0 | 0 | 0 | 0 | 0 | 0 | 0 | 399.8814 | 0 | 0 | 0 | 0 | 0 | 0 | 0 | 0 | 0 | 651.3647 | 0 | 0 | 0 | 0 | 0 | 0 | 0 | 0 | 0 | 1061.0044 | 0 | 0
434 | PVC | 6 | 1981 |  | 50 | 10 | 2015 | 1.15% | 9985 | 998.5 | 1497.75 | 12481.25 | 143.5344 | 0 | 0 | 0 | 150.7111 | 0 | 0 | 0 | 0 | 0 | 17773.1206 | 0 | 0 | 0 | 245.4925 | 0 | 0 | 0 | 0 | 0 | 0 | 0 | 0 | 0 | 399.8814 | 0 | 0 | 0 | 0 | 0 | 0 | 0 | 0 | 0 | 651.3647 | 0 | 0 | 0 | 0 | 0 | 0 | 0 | 0 | 0 | 1061.0044 | 0 | 0
433 | PVC | 6 | 1981 |  | 50 | 10 | 2015 | 1.15% | 9985 | 998.5 | 1497.75 | 12481.25 | 143.5344 | 0 | 0 | 0 | 150.7111 | 0 | 0 | 0 | 0 | 0 | 17773.1206 | 0 | 0 | 0 | 245.4925 | 0 | 0 | 0 | 0 | 0 | 0 | 0 | 0 | 0 | 399.8814 | 0 | 0 | 0 | 0 | 0 | 0 | 0 | 0 | 0 | 651.3647 | 0 | 0 | 0 | 0 | 0 | 0 | 0 | 0 | 0 | 1061.0044 | 0 | 0
432 | PVC | 6 | 1981 |  | 50 | 10 | 2015 | 1.15% | 9985 | 998.5 | 1497.75 | 12481.25 | 143.5344 | 0 | 0 | 0 | 150.7111 | 0 | 0 | 0 | 0 | 0 | 17773.1206 | 0 | 0 | 0 | 245.4925 | 0 | 0 | 0 | 0 | 0 | 0 | 0 | 0 | 0 | 399.8814 | 0 | 0 | 0 | 0 | 0 | 0 | 0 | 0 | 0 | 651.3647 | 0 | 0 | 0 | 0 | 0 | 0 | 0 | 0 | 0 | 1061.0044 | 0 | 0
431 | PVC | 6 | 1981 |  | 50 | 10 | 2015 | 1.15% | 9985 | 998.5 | 1497.75 | 12481.25 | 143.5344 | 0 | 0 | 0 | 150.7111 | 0 | 0 | 0 | 0 | 0 | 17773.1206 | 0 | 0 | 0 | 245.4925 | 0 | 0 | 0 | 0 | 0 | 0 | 0 | 0 | 0 | 399.8814 | 0 | 0 | 0 | 0 | 0 | 0 | 0 | 0 | 0 | 651.3647 | 0 | 0 | 0 | 0 | 0 | 0 | 0 | 0 | 0 | 1061.0044 | 0 | 0
430 | PVC | 6 | 1981 |  | 50 | 10 | 2015 | 1.15% | 9985 | 998.5 | 1497.75 | 12481.25 | 143.5344 | 0 | 0 | 0 | 150.7111 | 0 | 0 | 0 | 0 | 0 | 17773.1206 | 0 | 0 | 0 | 245.4925 | 0 | 0 | 0 | 0 | 0 | 0 | 0 | 0 | 0 | 399.8814 | 0 | 0 | 0 | 0 | 0 | 0 | 0 | 0 | 0 | 651.3647 | 0 | 0 | 0 | 0 | 0 | 0 | 0 | 0 | 0 | 1061.0044 | 0 | 0
429 | PVC | 6 | 1981 |  | 50 | 10 | 2015 | 1.15% | 9985 | 998.5 | 1497.75 | 12481.25 | 143.5344 | 0 | 0 | 0 | 150.7111 | 0 | 0 | 0 | 0 | 0 | 17773.1206 | 0 | 0 | 0 | 245.4925 | 0 | 0 | 0 | 0 | 0 | 0 | 0 | 0 | 0 | 399.8814 | 0 | 0 | 0 | 0 | 0 | 0 | 0 | 0 | 0 | 651.3647 | 0 | 0 | 0 | 0 | 0 | 0 | 0 | 0 | 0 | 1061.0044 | 0 | 0
428 | PVC | 6 | 1981 |  | 50 | 10 | 2015 | 1.15% | 9985 | 998.5 | 1497.75 | 12481.25 | 143.5344 | 0 | 0 | 0 | 150.7111 | 0 | 0 | 0 | 0 | 0 | 17773.1206 | 0 | 0 | 0 | 245.4925 | 0 | 0 | 0 | 0 | 0 | 0 | 0 | 0 | 0 | 399.8814 | 0 | 0 | 0 | 0 | 0 | 0 | 0 | 0 | 0 | 651.3647 | 0 | 0 | 0 | 0 | 0 | 0 | 0 | 0 | 0 | 1061.0044 | 0 | 0
427 | PVC | 6 | 1981 |  | 50 | 10 | 2015 | 1.15% | 9985 | 998.5 | 1497.75 | 12481.25 | 143.5344 | 0 | 0 | 0 | 150.7111 | 0 | 0 | 0 | 0 | 0 | 17773.1206 | 0 | 0 | 0 | 245.4925 | 0 | 0 | 0 | 0 | 0 | 0 | 0 | 0 | 0 | 399.8814 | 0 | 0 | 0 | 0 | 0 | 0 | 0 | 0 | 0 | 651.3647 | 0 | 0 | 0 | 0 | 0 | 0 | 0 | 0 | 0 | 1061.0044 | 0 | 0
426 | PVC | 6 | 1981 |  | 50 | 10 | 2015 | 1.15% | 9985 | 998.5 | 1497.75 | 12481.25 | 143.5344 | 0 | 0 | 0 | 150.7111 | 0 | 0 | 0 | 0 | 0 | 17773.1206 | 0 | 0 | 0 | 245.4925 | 0 | 0 | 0 | 0 | 0 | 0 | 0 | 0 | 0 | 399.8814 | 0 | 0 | 0 | 0 | 0 | 0 | 0 | 0 | 0 | 651.3647 | 0 | 0 | 0 | 0 | 0 | 0 | 0 | 0 | 0 | 1061.0044 | 0 | 0
337 | PVC | 6 | 1981 |  | 50 | 10 | 2015 | 1.15% | 9985 | 998.5 | 1497.75 | 12481.25 | 143.5344 | 0 | 0 | 0 | 150.7111 | 0 | 0 | 0 | 0 | 0 | 17773.1206 | 0 | 0 | 0 | 245.4925 | 0 | 0 | 0 | 0 | 0 | 0 | 0 | 0 | 0 | 399.8814 | 0 | 0 | 0 | 0 | 0 | 0 | 0 | 0 | 0 | 651.3647 | 0 | 0 | 0 | 0 | 0 | 0 | 0 | 0 | 0 | 1061.0044 | 0 | 0
336 | PVC | 6 | 1981 |  | 50 | 10 | 2015 | 1.15% | 9985 | 998.5 | 1497.75 | 12481.25 | 143.5344 | 0 | 0 | 0 | 150.7111 | 0 | 0 | 0 | 0 | 0 | 17773.1206 | 0 | 0 | 0 | 245.4925 | 0 | 0 | 0 | 0 | 0 | 0 | 0 | 0 | 0 | 399.8814 | 0 | 0 | 0 | 0 | 0 | 0 | 0 | 0 | 0 | 651.3647 | 0 | 0 | 0 | 0 | 0 | 0 | 0 | 0 | 0 | 1061.0044 | 0 | 0
326 | PVC | 6 | 1981 |  | 50 | 10 | 2015 | 1.15% | 9985 | 998.5 | 1497.75 | 12481.25 | 143.5344 | 0 | 0 | 0 | 150.7111 | 0 | 0 | 0 | 0 | 0 | 17773.1206 | 0 | 0 | 0 | 245.4925 | 0 | 0 | 0 | 0 | 0 | 0 | 0 | 0 | 0 | 399.8814 | 0 | 0 | 0 | 0 | 0 | 0 | 0 | 0 | 0 | 651.3647 | 0 | 0 | 0 | 0 | 0 | 0 | 0 | 0 | 0 | 1061.0044 | 0 | 0
325 | PVC | 6 | 1981 |  | 50 | 10 | 2015 | 1.15% | 9985 | 998.5 | 1497.75 | 12481.25 | 143.5344 | 0 | 0 | 0 | 150.7111 | 0 | 0 | 0 | 0 | 0 | 17773.1206 | 0 | 0 | 0 | 245.4925 | 0 | 0 | 0 | 0 | 0 | 0 | 0 | 0 | 0 | 399.8814 | 0 | 0 | 0 | 0 | 0 | 0 | 0 | 0 | 0 | 651.3647 | 0 | 0 | 0 | 0 | 0 | 0 | 0 | 0 | 0 | 1061.0044 | 0 | 0
324 | PVC | 6 | 1981 |  | 50 | 10 | 2015 | 1.15% | 9985 | 998.5 | 1497.75 | 12481.25 | 143.5344 | 0 | 0 | 0 | 150.7111 | 0 | 0 | 0 | 0 | 0 | 17773.1206 | 0 | 0 | 0 | 245.4925 | 0 | 0 | 0 | 0 | 0 | 0 | 0 | 0 | 0 | 399.8814 | 0 | 0 | 0 | 0 | 0 | 0 | 0 | 0 | 0 | 651.3647 | 0 | 0 | 0 | 0 | 0 | 0 | 0 | 0 | 0 | 1061.0044 | 0 | 0
323 | PVC | 6 | 1981 |  | 50 | 10 | 2015 | 1.15% | 9985 | 998.5 | 1497.75 | 12481.25 | 143.5344 | 0 | 0 | 0 | 150.7111 | 0 | 0 | 0 | 0 | 0 | 17773.1206 | 0 | 0 | 0 | 245.4925 | 0 | 0 | 0 | 0 | 0 | 0 | 0 | 0 | 0 | 399.8814 | 0 | 0 | 0 | 0 | 0 | 0 | 0 | 0 | 0 | 651.3647 | 0 | 0 | 0 | 0 | 0 | 0 | 0 | 0 | 0 | 1061.0044 | 0 | 0
322 | PVC | 6 | 1981 |  | 50 | 10 | 2015 | 1.15% | 9985 | 998.5 | 1497.75 | 12481.25 | 143.5344 | 0 | 0 | 0 | 150.7111 | 0 | 0 | 0 | 0 | 0 | 17773.1206 | 0 | 0 | 0 | 245.4925 | 0 | 0 | 0 | 0 | 0 | 0 | 0 | 0 | 0 | 399.8814 | 0 | 0 | 0 | 0 | 0 | 0 | 0 | 0 | 0 | 651.3647 | 0 | 0 | 0 | 0 | 0 | 0 | 0 | 0 | 0 | 1061.0044 | 0 | 0
321 | PVC | 6 | 1981 |  | 50 | 10 | 2015 | 1.15% | 9985 | 998.5 | 1497.75 | 12481.25 | 143.5344 | 0 | 0 | 0 | 150.7111 | 0 | 0 | 0 | 0 | 0 | 17773.1206 | 0 | 0 | 0 | 245.4925 | 0 | 0 | 0 | 0 | 0 | 0 | 0 | 0 | 0 | 399.8814 | 0 | 0 | 0 | 0 | 0 | 0 | 0 | 0 | 0 | 651.3647 | 0 | 0 | 0 | 0 | 0 | 0 | 0 | 0 | 0 | 1061.0044 | 0 | 0
320 | PVC | 6 | 1981 |  | 50 | 10 | 2015 | 1.15% | 9985 | 998.5 | 1497.75 | 12481.25 | 143.5344 | 0 | 0 | 0 | 150.7111 | 0 | 0 | 0 | 0 | 0 | 17773.1206 | 0 | 0 | 0 | 245.4925 | 0 | 0 | 0 | 0 | 0 | 0 | 0 | 0 | 0 | 399.8814 | 0 | 0 | 0 | 0 | 0 | 0 | 0 | 0 | 0 | 651.3647 | 0 | 0 | 0 | 0 | 0 | 0 | 0 | 0 | 0 | 1061.0044 | 0 | 0
319 | PVC | 6 | 1981 |  | 50 | 10 | 2015 | 1.15% | 9985 | 998.5 | 1497.75 | 12481.25 | 143.5344 | 0 | 0 | 0 | 150.7111 | 0 | 0 | 0 | 0 | 0 | 17773.1206 | 0 | 0 | 0 | 245.4925 | 0 | 0 | 0 | 0 | 0 | 0 | 0 | 0 | 0 | 399.8814 | 0 | 0 | 0 | 0 | 0 | 0 | 0 | 0 | 0 | 651.3647 | 0 | 0 | 0 | 0 | 0 | 0 | 0 | 0 | 0 | 1061.0044 | 0 | 0
549 | PVC | 6 | 1983 |  | 50 | 10 | 2015 | 1.15% | 9985 | 998.5 | 1497.75 | 12481.25 | 143.5344 | 0 | 0 | 0 | 150.7111 | 0 | 0 | 0 | 0 | 0 | 0 | 0 | 19594.8655 | 0 | 245.4925 | 0 | 0 | 0 | 0 | 0 | 0 | 0 | 0 | 0 | 399.8814 | 0 | 0 | 0 | 0 | 0 | 0 | 0 | 0 | 0 | 651.3647 | 0 | 0 | 0 | 0 | 0 | 0 | 0 | 0 | 0 | 1061.0044 | 0 | 0
486 | PVC | 6 | 1983 |  | 50 | 10 | 2015 | 1.15% | 9985 | 998.5 | 1497.75 | 12481.25 | 143.5344 | 0 | 0 | 0 | 150.7111 | 0 | 0 | 0 | 0 | 0 | 0 | 0 | 19594.8655 | 0 | 245.4925 | 0 | 0 | 0 | 0 | 0 | 0 | 0 | 0 | 0 | 399.8814 | 0 | 0 | 0 | 0 | 0 | 0 | 0 | 0 | 0 | 651.3647 | 0 | 0 | 0 | 0 | 0 | 0 | 0 | 0 | 0 | 1061.0044 | 0 | 0
485 | PVC | 6 | 1983 |  | 50 | 10 | 2015 | 1.15% | 9985 | 998.5 | 1497.75 | 12481.25 | 143.5344 | 0 | 0 | 0 | 150.7111 | 0 | 0 | 0 | 0 | 0 | 0 | 0 | 19594.8655 | 0 | 245.4925 | 0 | 0 | 0 | 0 | 0 | 0 | 0 | 0 | 0 | 399.8814 | 0 | 0 | 0 | 0 | 0 | 0 | 0 | 0 | 0 | 651.3647 | 0 | 0 | 0 | 0 | 0 | 0 | 0 | 0 | 0 | 1061.0044 | 0 | 0
603 | PVC | 6 | 1985 |  | 50 | 10 | 2015 | 1.15% | 9985 | 998.5 | 1497.75 | 12481.25 | 143.5344 | 0 | 0 | 0 | 150.7111 | 0 | 0 | 0 | 0 | 0 | 0 | 0 | 0 | 0 | 21603.3392 | 0 | 0 | 0 | 0 | 0 | 0 | 0 | 0 | 0 | 399.8814 | 0 | 0 | 0 | 0 | 0 | 0 | 0 | 0 | 0 | 651.3647 | 0 | 0 | 0 | 0 | 0 | 0 | 0 | 0 | 0 | 1061.0044 | 0 | 0
217 | PVC | 6 | 1985 |  | 50 | 10 | 2015 | 1.15% | 9985 | 998.5 | 1497.75 | 12481.25 | 143.5344 | 0 | 0 | 0 | 150.7111 | 0 | 0 | 0 | 0 | 0 | 0 | 0 | 0 | 0 | 21603.3392 | 0 | 0 | 0 | 0 | 0 | 0 | 0 | 0 | 0 | 399.8814 | 0 | 0 | 0 | 0 | 0 | 0 | 0 | 0 | 0 | 651.3647 | 0 | 0 | 0 | 0 | 0 | 0 | 0 | 0 | 0 | 1061.0044 | 0 | 0
216 | PVC | 6 | 1985 |  | 50 | 10 | 2015 | 1.15% | 9985 | 998.5 | 1497.75 | 12481.25 | 143.5344 | 0 | 0 | 0 | 150.7111 | 0 | 0 | 0 | 0 | 0 | 0 | 0 | 0 | 0 | 21603.3392 | 0 | 0 | 0 | 0 | 0 | 0 | 0 | 0 | 0 | 399.8814 | 0 | 0 | 0 | 0 | 0 | 0 | 0 | 0 | 0 | 651.3647 | 0 | 0 | 0 | 0 | 0 | 0 | 0 | 0 | 0 | 1061.0044 | 0 | 0
215 | PVC | 6 | 1985 |  | 50 | 10 | 2015 | 1.15% | 9985 | 998.5 | 1497.75 | 12481.25 | 143.5344 | 0 | 0 | 0 | 150.7111 | 0 | 0 | 0 | 0 | 0 | 0 | 0 | 0 | 0 | 21603.3392 | 0 | 0 | 0 | 0 | 0 | 0 | 0 | 0 | 0 | 399.8814 | 0 | 0 | 0 | 0 | 0 | 0 | 0 | 0 | 0 | 651.3647 | 0 | 0 | 0 | 0 | 0 | 0 | 0 | 0 | 0 | 1061.0044 | 0 | 0
640 | PVC | 6 | 1987 |  | 50 | 10 | 2015 | 1.15% | 9985 | 998.5 | 1497.75 | 12481.25 | 143.5344 | 0 | 0 | 0 | 150.7111 | 0 | 0 | 0 | 0 | 0 | 0 | 0 | 0 | 0 | 245.4925 | 0 | 23817.6815 | 0 | 0 | 0 | 0 | 0 | 0 | 0 | 399.8814 | 0 | 0 | 0 | 0 | 0 | 0 | 0 | 0 | 0 | 651.3647 | 0 | 0 | 0 | 0 | 0 | 0 | 0 | 0 | 0 | 1061.0044 | 0 | 0
639 | PVC | 6 | 1987 |  | 50 | 10 | 2015 | 1.15% | 9985 | 998.5 | 1497.75 | 12481.25 | 143.5344 | 0 | 0 | 0 | 150.7111 | 0 | 0 | 0 | 0 | 0 | 0 | 0 | 0 | 0 | 245.4925 | 0 | 23817.6815 | 0 | 0 | 0 | 0 | 0 | 0 | 0 | 399.8814 | 0 | 0 | 0 | 0 | 0 | 0 | 0 | 0 | 0 | 651.3647 | 0 | 0 | 0 | 0 | 0 | 0 | 0 | 0 | 0 | 1061.0044 | 0 | 0
539 | PVC | 6 | 1987 |  | 50 | 10 | 2015 | 1.15% | 9985 | 998.5 | 1497.75 | 12481.25 | 143.5344 | 0 | 0 | 0 | 150.7111 | 0 | 0 | 0 | 0 | 0 | 0 | 0 | 0 | 0 | 245.4925 | 0 | 23817.6815 | 0 | 0 | 0 | 0 | 0 | 0 | 0 | 399.8814 | 0 | 0 | 0 | 0 | 0 | 0 | 0 | 0 | 0 | 651.3647 | 0 | 0 | 0 | 0 | 0 | 0 | 0 | 0 | 0 | 1061.0044 | 0 | 0
668 | PVC | 6 | 1988 |  | 50 | 10 | 2015 | 1.15% | 9985 | 998.5 | 1497.75 | 12481.25 | 143.5344 | 0 | 0 | 0 | 150.7111 | 0 | 0 | 0 | 0 | 0 | 0 | 0 | 0 | 0 | 245.4925 | 0 | 0 | 25008.5655 | 0 | 0 | 0 | 0 | 0 | 0 | 399.8814 | 0 | 0 | 0 | 0 | 0 | 0 | 0 | 0 | 0 | 651.3647 | 0 | 0 | 0 | 0 | 0 | 0 | 0 | 0 | 0 | 1061.0044 | 0 | 0
339 | PVC | 6 | 1988 |  | 50 | 10 | 2015 | 1.15% | 9985 | 998.5 | 1497.75 | 12481.25 | 143.5344 | 0 | 0 | 0 | 150.7111 | 0 | 0 | 0 | 0 | 0 | 0 | 0 | 0 | 0 | 245.4925 | 0 | 0 | 25008.5655 | 0 | 0 | 0 | 0 | 0 | 0 | 399.8814 | 0 | 0 | 0 | 0 | 0 | 0 | 0 | 0 | 0 | 651.3647 | 0 | 0 | 0 | 0 | 0 | 0 | 0 | 0 | 0 | 1061.0044 | 0 | 0
338 | PVC | 6 | 1988 |  | 50 | 10 | 2015 | 1.15% | 9985 | 998.5 | 1497.75 | 12481.25 | 143.5344 | 0 | 0 | 0 | 150.7111 | 0 | 0 | 0 | 0 | 0 | 0 | 0 | 0 | 0 | 245.4925 | 0 | 0 | 25008.5655 | 0 | 0 | 0 | 0 | 0 | 0 | 399.8814 | 0 | 0 | 0 | 0 | 0 | 0 | 0 | 0 | 0 | 651.3647 | 0 | 0 | 0 | 0 | 0 | 0 | 0 | 0 | 0 | 1061.0044 | 0 | 0
466 | PVC | 6 | 1989 |  | 50 | 10 | 2015 | 1.15% | 9985 | 998.5 | 1497.75 | 12481.25 | 143.5344 | 0 | 0 | 0 | 150.7111 | 0 | 0 | 0 | 0 | 0 | 0 | 0 | 0 | 0 | 245.4925 | 0 | 0 | 0 | 26258.9938 | 0 | 0 | 0 | 0 | 0 | 399.8814 | 0 | 0 | 0 | 0 | 0 | 0 | 0 | 0 | 0 | 651.3647 | 0 | 0 | 0 | 0 | 0 | 0 | 0 | 0 | 0 | 1061.0044 | 0 | 0
465 | PVC | 6 | 1989 |  | 50 | 10 | 2015 | 1.15% | 9985 | 998.5 | 1497.75 | 12481.25 | 143.5344 | 0 | 0 | 0 | 150.7111 | 0 | 0 | 0 | 0 | 0 | 0 | 0 | 0 | 0 | 245.4925 | 0 | 0 | 0 | 26258.9938 | 0 | 0 | 0 | 0 | 0 | 399.8814 | 0 | 0 | 0 | 0 | 0 | 0 | 0 | 0 | 0 | 651.3647 | 0 | 0 | 0 | 0 | 0 | 0 | 0 | 0 | 0 | 1061.0044 | 0 | 0
462 | PVC | 6 | 1989 |  | 50 | 10 | 2015 | 1.15% | 9985 | 998.5 | 1497.75 | 12481.25 | 143.5344 | 0 | 0 | 0 | 150.7111 | 0 | 0 | 0 | 0 | 0 | 0 | 0 | 0 | 0 | 245.4925 | 0 | 0 | 0 | 26258.9938 | 0 | 0 | 0 | 0 | 0 | 399.8814 | 0 | 0 | 0 | 0 | 0 | 0 | 0 | 0 | 0 | 651.3647 | 0 | 0 | 0 | 0 | 0 | 0 | 0 | 0 | 0 | 1061.0044 | 0 | 0
371 | PVC | 6 | 1989 |  | 50 | 10 | 2015 | 1.15% | 9985 | 998.5 | 1497.75 | 12481.25 | 143.5344 | 0 | 0 | 0 | 150.7111 | 0 | 0 | 0 | 0 | 0 | 0 | 0 | 0 | 0 | 245.4925 | 0 | 0 | 0 | 26258.9938 | 0 | 0 | 0 | 0 | 0 | 399.8814 | 0 | 0 | 0 | 0 | 0 | 0 | 0 | 0 | 0 | 651.3647 | 0 | 0 | 0 | 0 | 0 | 0 | 0 | 0 | 0 | 1061.0044 | 0 | 0
305 | PVC | 6 | 1989 |  | 50 | 10 | 2015 | 1.15% | 9985 | 998.5 | 1497.75 | 12481.25 | 143.5344 | 0 | 0 | 0 | 150.7111 | 0 | 0 | 0 | 0 | 0 | 0 | 0 | 0 | 0 | 245.4925 | 0 | 0 | 0 | 26258.9938 | 0 | 0 | 0 | 0 | 0 | 399.8814 | 0 | 0 | 0 | 0 | 0 | 0 | 0 | 0 | 0 | 651.3647 | 0 | 0 | 0 | 0 | 0 | 0 | 0 | 0 | 0 | 1061.0044 | 0 | 0
303 | PVC | 6 | 1989 |  | 50 | 10 | 2015 | 1.15% | 9985 | 998.5 | 1497.75 | 12481.25 | 143.5344 | 0 | 0 | 0 | 150.7111 | 0 | 0 | 0 | 0 | 0 | 0 | 0 | 0 | 0 | 245.4925 | 0 | 0 | 0 | 26258.9938 | 0 | 0 | 0 | 0 | 0 | 399.8814 | 0 | 0 | 0 | 0 | 0 | 0 | 0 | 0 | 0 | 651.3647 | 0 | 0 | 0 | 0 | 0 | 0 | 0 | 0 | 0 | 1061.0044 | 0 | 0
245 | PVC | 6 | 1989 |  | 50 | 10 | 2015 | 1.15% | 9985 | 998.5 | 1497.75 | 12481.25 | 143.5344 | 0 | 0 | 0 | 150.7111 | 0 | 0 | 0 | 0 | 0 | 0 | 0 | 0 | 0 | 245.4925 | 0 | 0 | 0 | 26258.9938 | 0 | 0 | 0 | 0 | 0 | 399.8814 | 0 | 0 | 0 | 0 | 0 | 0 | 0 | 0 | 0 | 651.3647 | 0 | 0 | 0 | 0 | 0 | 0 | 0 | 0 | 0 | 1061.0044 | 0 | 0
244 | PVC | 6 | 1989 |  | 50 | 10 | 2015 | 1.15% | 9985 | 998.5 | 1497.75 | 12481.25 | 143.5344 | 0 | 0 | 0 | 150.7111 | 0 | 0 | 0 | 0 | 0 | 0 | 0 | 0 | 0 | 245.4925 | 0 | 0 | 0 | 26258.9938 | 0 | 0 | 0 | 0 | 0 | 399.8814 | 0 | 0 | 0 | 0 | 0 | 0 | 0 | 0 | 0 | 651.3647 | 0 | 0 | 0 | 0 | 0 | 0 | 0 | 0 | 0 | 1061.0044 | 0 | 0
242 | PVC | 6 | 1989 |  | 50 | 10 | 2015 | 1.15% | 9985 | 998.5 | 1497.75 | 12481.25 | 143.5344 | 0 | 0 | 0 | 150.7111 | 0 | 0 | 0 | 0 | 0 | 0 | 0 | 0 | 0 | 245.4925 | 0 | 0 | 0 | 26258.9938 | 0 | 0 | 0 | 0 | 0 | 399.8814 | 0 | 0 | 0 | 0 | 0 | 0 | 0 | 0 | 0 | 651.3647 | 0 | 0 | 0 | 0 | 0 | 0 | 0 | 0 | 0 | 1061.0044 | 0 | 0
241 | PVC | 6 | 1989 |  | 50 | 10 | 2015 | 1.15% | 9985 | 998.5 | 1497.75 | 12481.25 | 143.5344 | 0 | 0 | 0 | 150.7111 | 0 | 0 | 0 | 0 | 0 | 0 | 0 | 0 | 0 | 245.4925 | 0 | 0 | 0 | 26258.9938 | 0 | 0 | 0 | 0 | 0 | 399.8814 | 0 | 0 | 0 | 0 | 0 | 0 | 0 | 0 | 0 | 651.3647 | 0 | 0 | 0 | 0 | 0 | 0 | 0 | 0 | 0 | 1061.0044 | 0 | 0
240 | PVC | 6 | 1989 |  | 50 | 10 | 2015 | 1.15% | 9985 | 998.5 | 1497.75 | 12481.25 | 143.5344 | 0 | 0 | 0 | 150.7111 | 0 | 0 | 0 | 0 | 0 | 0 | 0 | 0 | 0 | 245.4925 | 0 | 0 | 0 | 26258.9938 | 0 | 0 | 0 | 0 | 0 | 399.8814 | 0 | 0 | 0 | 0 | 0 | 0 | 0 | 0 | 0 | 651.3647 | 0 | 0 | 0 | 0 | 0 | 0 | 0 | 0 | 0 | 1061.0044 | 0 | 0
239 | PVC | 6 | 1989 |  | 50 | 10 | 2015 | 1.15% | 9985 | 998.5 | 1497.75 | 12481.25 | 143.5344 | 0 | 0 | 0 | 150.7111 | 0 | 0 | 0 | 0 | 0 | 0 | 0 | 0 | 0 | 245.4925 | 0 | 0 | 0 | 26258.9938 | 0 | 0 | 0 | 0 | 0 | 399.8814 | 0 | 0 | 0 | 0 | 0 | 0 | 0 | 0 | 0 | 651.3647 | 0 | 0 | 0 | 0 | 0 | 0 | 0 | 0 | 0 | 1061.0044 | 0 | 0
238 | PVC | 6 | 1989 |  | 50 | 10 | 2015 | 1.15% | 9985 | 998.5 | 1497.75 | 12481.25 | 143.5344 | 0 | 0 | 0 | 150.7111 | 0 | 0 | 0 | 0 | 0 | 0 | 0 | 0 | 0 | 245.4925 | 0 | 0 | 0 | 26258.9938 | 0 | 0 | 0 | 0 | 0 | 399.8814 | 0 | 0 | 0 | 0 | 0 | 0 | 0 | 0 | 0 | 651.3647 | 0 | 0 | 0 | 0 | 0 | 0 | 0 | 0 | 0 | 1061.0044 | 0 | 0
237 | PVC | 6 | 1989 |  | 50 | 10 | 2015 | 1.15% | 9985 | 998.5 | 1497.75 | 12481.25 | 143.5344 | 0 | 0 | 0 | 150.7111 | 0 | 0 | 0 | 0 | 0 | 0 | 0 | 0 | 0 | 245.4925 | 0 | 0 | 0 | 26258.9938 | 0 | 0 | 0 | 0 | 0 | 399.8814 | 0 | 0 | 0 | 0 | 0 | 0 | 0 | 0 | 0 | 651.3647 | 0 | 0 | 0 | 0 | 0 | 0 | 0 | 0 | 0 | 1061.0044 | 0 | 0
236 | PVC | 6 | 1989 |  | 50 | 10 | 2015 | 1.15% | 9985 | 998.5 | 1497.75 | 12481.25 | 143.5344 | 0 | 0 | 0 | 150.7111 | 0 | 0 | 0 | 0 | 0 | 0 | 0 | 0 | 0 | 245.4925 | 0 | 0 | 0 | 26258.9938 | 0 | 0 | 0 | 0 | 0 | 399.8814 | 0 | 0 | 0 | 0 | 0 | 0 | 0 | 0 | 0 | 651.3647 | 0 | 0 | 0 | 0 | 0 | 0 | 0 | 0 | 0 | 1061.0044 | 0 | 0
235 | PVC | 6 | 1989 |  | 50 | 10 | 2015 | 1.15% | 9985 | 998.5 | 1497.75 | 12481.25 | 143.5344 | 0 | 0 | 0 | 150.7111 | 0 | 0 | 0 | 0 | 0 | 0 | 0 | 0 | 0 | 245.4925 | 0 | 0 | 0 | 26258.9938 | 0 | 0 | 0 | 0 | 0 | 399.8814 | 0 | 0 | 0 | 0 | 0 | 0 | 0 | 0 | 0 | 651.3647 | 0 | 0 | 0 | 0 | 0 | 0 | 0 | 0 | 0 | 1061.0044 | 0 | 0
234 | PVC | 6 | 1989 |  | 50 | 10 | 2015 | 1.15% | 9985 | 998.5 | 1497.75 | 12481.25 | 143.5344 | 0 | 0 | 0 | 150.7111 | 0 | 0 | 0 | 0 | 0 | 0 | 0 | 0 | 0 | 245.4925 | 0 | 0 | 0 | 26258.9938 | 0 | 0 | 0 | 0 | 0 | 399.8814 | 0 | 0 | 0 | 0 | 0 | 0 | 0 | 0 | 0 | 651.3647 | 0 | 0 | 0 | 0 | 0 | 0 | 0 | 0 | 0 | 1061.0044 | 0 | 0
232 | PVC | 6 | 1989 |  | 50 | 10 | 2015 | 1.15% | 9985 | 998.5 | 1497.75 | 12481.25 | 143.5344 | 0 | 0 | 0 | 150.7111 | 0 | 0 | 0 | 0 | 0 | 0 | 0 | 0 | 0 | 245.4925 | 0 | 0 | 0 | 26258.9938 | 0 | 0 | 0 | 0 | 0 | 399.8814 | 0 | 0 | 0 | 0 | 0 | 0 | 0 | 0 | 0 | 651.3647 | 0 | 0 | 0 | 0 | 0 | 0 | 0 | 0 | 0 | 1061.0044 | 0 | 0
231 | PVC | 6 | 1989 |  | 50 | 10 | 2015 | 1.15% | 9985 | 998.5 | 1497.75 | 12481.25 | 143.5344 | 0 | 0 | 0 | 150.7111 | 0 | 0 | 0 | 0 | 0 | 0 | 0 | 0 | 0 | 245.4925 | 0 | 0 | 0 | 26258.9938 | 0 | 0 | 0 | 0 | 0 | 399.8814 | 0 | 0 | 0 | 0 | 0 | 0 | 0 | 0 | 0 | 651.3647 | 0 | 0 | 0 | 0 | 0 | 0 | 0 | 0 | 0 | 1061.0044 | 0 | 0
230 | PVC | 6 | 1989 |  | 50 | 10 | 2015 | 1.15% | 9985 | 998.5 | 1497.75 | 12481.25 | 143.5344 | 0 | 0 | 0 | 150.7111 | 0 | 0 | 0 | 0 | 0 | 0 | 0 | 0 | 0 | 245.4925 | 0 | 0 | 0 | 26258.9938 | 0 | 0 | 0 | 0 | 0 | 399.8814 | 0 | 0 | 0 | 0 | 0 | 0 | 0 | 0 | 0 | 651.3647 | 0 | 0 | 0 | 0 | 0 | 0 | 0 | 0 | 0 | 1061.0044 | 0 | 0
229 | PVC | 6 | 1989 |  | 50 | 10 | 2015 | 1.15% | 9985 | 998.5 | 1497.75 | 12481.25 | 143.5344 | 0 | 0 | 0 | 150.7111 | 0 | 0 | 0 | 0 | 0 | 0 | 0 | 0 | 0 | 245.4925 | 0 | 0 | 0 | 26258.9938 | 0 | 0 | 0 | 0 | 0 | 399.8814 | 0 | 0 | 0 | 0 | 0 | 0 | 0 | 0 | 0 | 651.3647 | 0 | 0 | 0 | 0 | 0 | 0 | 0 | 0 | 0 | 1061.0044 | 0 | 0
228 | PVC | 6 | 1989 |  | 50 | 10 | 2015 | 1.15% | 9985 | 998.5 | 1497.75 | 12481.25 | 143.5344 | 0 | 0 | 0 | 150.7111 | 0 | 0 | 0 | 0 | 0 | 0 | 0 | 0 | 0 | 245.4925 | 0 | 0 | 0 | 26258.9938 | 0 | 0 | 0 | 0 | 0 | 399.8814 | 0 | 0 | 0 | 0 | 0 | 0 | 0 | 0 | 0 | 651.3647 | 0 | 0 | 0 | 0 | 0 | 0 | 0 | 0 | 0 | 1061.0044 | 0 | 0
227 | PVC | 6 | 1989 |  | 50 | 10 | 2015 | 1.15% | 9985 | 998.5 | 1497.75 | 12481.25 | 143.5344 | 0 | 0 | 0 | 150.7111 | 0 | 0 | 0 | 0 | 0 | 0 | 0 | 0 | 0 | 245.4925 | 0 | 0 | 0 | 26258.9938 | 0 | 0 | 0 | 0 | 0 | 399.8814 | 0 | 0 | 0 | 0 | 0 | 0 | 0 | 0 | 0 | 651.3647 | 0 | 0 | 0 | 0 | 0 | 0 | 0 | 0 | 0 | 1061.0044 | 0 | 0
226 | PVC | 6 | 1989 |  | 50 | 10 | 2015 | 1.15% | 9985 | 998.5 | 1497.75 | 12481.25 | 143.5344 | 0 | 0 | 0 | 150.7111 | 0 | 0 | 0 | 0 | 0 | 0 | 0 | 0 | 0 | 245.4925 | 0 | 0 | 0 | 26258.9938 | 0 | 0 | 0 | 0 | 0 | 399.8814 | 0 | 0 | 0 | 0 | 0 | 0 | 0 | 0 | 0 | 651.3647 | 0 | 0 | 0 | 0 | 0 | 0 | 0 | 0 | 0 | 1061.0044 | 0 | 0
225 | PVC | 6 | 1989 |  | 50 | 10 | 2015 | 1.15% | 9985 | 998.5 | 1497.75 | 12481.25 | 143.5344 | 0 | 0 | 0 | 150.7111 | 0 | 0 | 0 | 0 | 0 | 0 | 0 | 0 | 0 | 245.4925 | 0 | 0 | 0 | 26258.9938 | 0 | 0 | 0 | 0 | 0 | 399.8814 | 0 | 0 | 0 | 0 | 0 | 0 | 0 | 0 | 0 | 651.3647 | 0 | 0 | 0 | 0 | 0 | 0 | 0 | 0 | 0 | 1061.0044 | 0 | 0
224 | PVC | 6 | 1989 |  | 50 | 10 | 2015 | 1.15% | 9985 | 998.5 | 1497.75 | 12481.25 | 143.5344 | 0 | 0 | 0 | 150.7111 | 0 | 0 | 0 | 0 | 0 | 0 | 0 | 0 | 0 | 245.4925 | 0 | 0 | 0 | 26258.9938 | 0 | 0 | 0 | 0 | 0 | 399.8814 | 0 | 0 | 0 | 0 | 0 | 0 | 0 | 0 | 0 | 651.3647 | 0 | 0 | 0 | 0 | 0 | 0 | 0 | 0 | 0 | 1061.0044 | 0 | 0
223 | PVC | 6 | 1989 |  | 50 | 10 | 2015 | 1.15% | 9985 | 998.5 | 1497.75 | 12481.25 | 143.5344 | 0 | 0 | 0 | 150.7111 | 0 | 0 | 0 | 0 | 0 | 0 | 0 | 0 | 0 | 245.4925 | 0 | 0 | 0 | 26258.9938 | 0 | 0 | 0 | 0 | 0 | 399.8814 | 0 | 0 | 0 | 0 | 0 | 0 | 0 | 0 | 0 | 651.3647 | 0 | 0 | 0 | 0 | 0 | 0 | 0 | 0 | 0 | 1061.0044 | 0 | 0
222 | PVC | 6 | 1989 |  | 50 | 10 | 2015 | 1.15% | 9985 | 998.5 | 1497.75 | 12481.25 | 143.5344 | 0 | 0 | 0 | 150.7111 | 0 | 0 | 0 | 0 | 0 | 0 | 0 | 0 | 0 | 245.4925 | 0 | 0 | 0 | 26258.9938 | 0 | 0 | 0 | 0 | 0 | 399.8814 | 0 | 0 | 0 | 0 | 0 | 0 | 0 | 0 | 0 | 651.3647 | 0 | 0 | 0 | 0 | 0 | 0 | 0 | 0 | 0 | 1061.0044 | 0 | 0
221 | PVC | 6 | 1989 |  | 50 | 10 | 2015 | 1.15% | 9985 | 998.5 | 1497.75 | 12481.25 | 143.5344 | 0 | 0 | 0 | 150.7111 | 0 | 0 | 0 | 0 | 0 | 0 | 0 | 0 | 0 | 245.4925 | 0 | 0 | 0 | 26258.9938 | 0 | 0 | 0 | 0 | 0 | 399.8814 | 0 | 0 | 0 | 0 | 0 | 0 | 0 | 0 | 0 | 651.3647 | 0 | 0 | 0 | 0 | 0 | 0 | 0 | 0 | 0 | 1061.0044 | 0 | 0
220 | PVC | 6 | 1989 |  | 50 | 10 | 2015 | 1.15% | 9985 | 998.5 | 1497.75 | 12481.25 | 143.5344 | 0 | 0 | 0 | 150.7111 | 0 | 0 | 0 | 0 | 0 | 0 | 0 | 0 | 0 | 245.4925 | 0 | 0 | 0 | 26258.9938 | 0 | 0 | 0 | 0 | 0 | 399.8814 | 0 | 0 | 0 | 0 | 0 | 0 | 0 | 0 | 0 | 651.3647 | 0 | 0 | 0 | 0 | 0 | 0 | 0 | 0 | 0 | 1061.0044 | 0 | 0
214 | PVC | 6 | 1989 |  | 50 | 10 | 2015 | 1.15% | 9985 | 998.5 | 1497.75 | 12481.25 | 143.5344 | 0 | 0 | 0 | 150.7111 | 0 | 0 | 0 | 0 | 0 | 0 | 0 | 0 | 0 | 245.4925 | 0 | 0 | 0 | 26258.9938 | 0 | 0 | 0 | 0 | 0 | 399.8814 | 0 | 0 | 0 | 0 | 0 | 0 | 0 | 0 | 0 | 651.3647 | 0 | 0 | 0 | 0 | 0 | 0 | 0 | 0 | 0 | 1061.0044 | 0 | 0
600 | PVC | 6 | 1990 |  | 50 | 10 | 2015 | 1.15% | 9985 | 998.5 | 1497.75 | 12481.25 | 143.5344 | 0 | 0 | 0 | 150.7111 | 0 | 0 | 0 | 0 | 0 | 0 | 0 | 0 | 0 | 245.4925 | 0 | 0 | 0 | 0 | 27571.9435 | 0 | 0 | 0 | 0 | 399.8814 | 0 | 0 | 0 | 0 | 0 | 0 | 0 | 0 | 0 | 651.3647 | 0 | 0 | 0 | 0 | 0 | 0 | 0 | 0 | 0 | 1061.0044 | 0 | 0
598 | PVC | 6 | 1990 |  | 50 | 10 | 2015 | 1.15% | 9985 | 998.5 | 1497.75 | 12481.25 | 143.5344 | 0 | 0 | 0 | 150.7111 | 0 | 0 | 0 | 0 | 0 | 0 | 0 | 0 | 0 | 245.4925 | 0 | 0 | 0 | 0 | 27571.9435 | 0 | 0 | 0 | 0 | 399.8814 | 0 | 0 | 0 | 0 | 0 | 0 | 0 | 0 | 0 | 651.3647 | 0 | 0 | 0 | 0 | 0 | 0 | 0 | 0 | 0 | 1061.0044 | 0 | 0
597 | PVC | 6 | 1990 |  | 50 | 10 | 2015 | 1.15% | 9985 | 998.5 | 1497.75 | 12481.25 | 143.5344 | 0 | 0 | 0 | 150.7111 | 0 | 0 | 0 | 0 | 0 | 0 | 0 | 0 | 0 | 245.4925 | 0 | 0 | 0 | 0 | 27571.9435 | 0 | 0 | 0 | 0 | 399.8814 | 0 | 0 | 0 | 0 | 0 | 0 | 0 | 0 | 0 | 651.3647 | 0 | 0 | 0 | 0 | 0 | 0 | 0 | 0 | 0 | 1061.0044 | 0 | 0
596 | PVC | 6 | 1990 |  | 50 | 10 | 2015 | 1.15% | 9985 | 998.5 | 1497.75 | 12481.25 | 143.5344 | 0 | 0 | 0 | 150.7111 | 0 | 0 | 0 | 0 | 0 | 0 | 0 | 0 | 0 | 245.4925 | 0 | 0 | 0 | 0 | 27571.9435 | 0 | 0 | 0 | 0 | 399.8814 | 0 | 0 | 0 | 0 | 0 | 0 | 0 | 0 | 0 | 651.3647 | 0 | 0 | 0 | 0 | 0 | 0 | 0 | 0 | 0 | 1061.0044 | 0 | 0
594 | PVC | 6 | 1990 |  | 50 | 10 | 2015 | 1.15% | 9985 | 998.5 | 1497.75 | 12481.25 | 143.5344 | 0 | 0 | 0 | 150.7111 | 0 | 0 | 0 | 0 | 0 | 0 | 0 | 0 | 0 | 245.4925 | 0 | 0 | 0 | 0 | 27571.9435 | 0 | 0 | 0 | 0 | 399.8814 | 0 | 0 | 0 | 0 | 0 | 0 | 0 | 0 | 0 | 651.3647 | 0 | 0 | 0 | 0 | 0 | 0 | 0 | 0 | 0 | 1061.0044 | 0 | 0
593 | PVC | 6 | 1990 |  | 50 | 10 | 2015 | 1.15% | 9985 | 998.5 | 1497.75 | 12481.25 | 143.5344 | 0 | 0 | 0 | 150.7111 | 0 | 0 | 0 | 0 | 0 | 0 | 0 | 0 | 0 | 245.4925 | 0 | 0 | 0 | 0 | 27571.9435 | 0 | 0 | 0 | 0 | 399.8814 | 0 | 0 | 0 | 0 | 0 | 0 | 0 | 0 | 0 | 651.3647 | 0 | 0 | 0 | 0 | 0 | 0 | 0 | 0 | 0 | 1061.0044 | 0 | 0
564 | PVC | 6 | 1990 |  | 50 | 10 | 2015 | 1.15% | 9985 | 998.5 | 1497.75 | 12481.25 | 143.5344 | 0 | 0 | 0 | 150.7111 | 0 | 0 | 0 | 0 | 0 | 0 | 0 | 0 | 0 | 245.4925 | 0 | 0 | 0 | 0 | 27571.9435 | 0 | 0 | 0 | 0 | 399.8814 | 0 | 0 | 0 | 0 | 0 | 0 | 0 | 0 | 0 | 651.3647 | 0 | 0 | 0 | 0 | 0 | 0 | 0 | 0 | 0 | 1061.0044 | 0 | 0
563 | PVC | 6 | 1990 |  | 50 | 10 | 2015 | 1.15% | 9985 | 998.5 | 1497.75 | 12481.25 | 143.5344 | 0 | 0 | 0 | 150.7111 | 0 | 0 | 0 | 0 | 0 | 0 | 0 | 0 | 0 | 245.4925 | 0 | 0 | 0 | 0 | 27571.9435 | 0 | 0 | 0 | 0 | 399.8814 | 0 | 0 | 0 | 0 | 0 | 0 | 0 | 0 | 0 | 651.3647 | 0 | 0 | 0 | 0 | 0 | 0 | 0 | 0 | 0 | 1061.0044 | 0 | 0
562 | PVC | 6 | 1990 |  | 50 | 10 | 2015 | 1.15% | 9985 | 998.5 | 1497.75 | 12481.25 | 143.5344 | 0 | 0 | 0 | 150.7111 | 0 | 0 | 0 | 0 | 0 | 0 | 0 | 0 | 0 | 245.4925 | 0 | 0 | 0 | 0 | 27571.9435 | 0 | 0 | 0 | 0 | 399.8814 | 0 | 0 | 0 | 0 | 0 | 0 | 0 | 0 | 0 | 651.3647 | 0 | 0 | 0 | 0 | 0 | 0 | 0 | 0 | 0 | 1061.0044 | 0 | 0
561 | PVC | 6 | 1990 |  | 50 | 10 | 2015 | 1.15% | 9985 | 998.5 | 1497.75 | 12481.25 | 143.5344 | 0 | 0 | 0 | 150.7111 | 0 | 0 | 0 | 0 | 0 | 0 | 0 | 0 | 0 | 245.4925 | 0 | 0 | 0 | 0 | 27571.9435 | 0 | 0 | 0 | 0 | 399.8814 | 0 | 0 | 0 | 0 | 0 | 0 | 0 | 0 | 0 | 651.3647 | 0 | 0 | 0 | 0 | 0 | 0 | 0 | 0 | 0 | 1061.0044 | 0 | 0
634 | PVC | 6 | 1991 |  | 50 | 10 | 2015 | 1.15% | 9985 | 998.5 | 1497.75 | 12481.25 | 143.5344 | 0 | 0 | 0 | 150.7111 | 0 | 0 | 0 | 0 | 0 | 0 | 0 | 0 | 0 | 245.4925 | 0 | 0 | 0 | 0 | 0 | 28950.5407 | 0 | 0 | 0 | 399.8814 | 0 | 0 | 0 | 0 | 0 | 0 | 0 | 0 | 0 | 651.3647 | 0 | 0 | 0 | 0 | 0 | 0 | 0 | 0 | 0 | 1061.0044 | 0 | 0
454 | PVC | 6 | 1991 |  | 50 | 10 | 2015 | 1.15% | 9985 | 998.5 | 1497.75 | 12481.25 | 143.5344 | 0 | 0 | 0 | 150.7111 | 0 | 0 | 0 | 0 | 0 | 0 | 0 | 0 | 0 | 245.4925 | 0 | 0 | 0 | 0 | 0 | 28950.5407 | 0 | 0 | 0 | 399.8814 | 0 | 0 | 0 | 0 | 0 | 0 | 0 | 0 | 0 | 651.3647 | 0 | 0 | 0 | 0 | 0 | 0 | 0 | 0 | 0 | 1061.0044 | 0 | 0
342 | PVC | 6 | 1991 |  | 50 | 10 | 2015 | 1.15% | 9985 | 998.5 | 1497.75 | 12481.25 | 143.5344 | 0 | 0 | 0 | 150.7111 | 0 | 0 | 0 | 0 | 0 | 0 | 0 | 0 | 0 | 245.4925 | 0 | 0 | 0 | 0 | 0 | 28950.5407 | 0 | 0 | 0 | 399.8814 | 0 | 0 | 0 | 0 | 0 | 0 | 0 | 0 | 0 | 651.3647 | 0 | 0 | 0 | 0 | 0 | 0 | 0 | 0 | 0 | 1061.0044 | 0 | 0
341 | PVC | 6 | 1991 |  | 50 | 10 | 2015 | 1.15% | 9985 | 998.5 | 1497.75 | 12481.25 | 143.5344 | 0 | 0 | 0 | 150.7111 | 0 | 0 | 0 | 0 | 0 | 0 | 0 | 0 | 0 | 245.4925 | 0 | 0 | 0 | 0 | 0 | 28950.5407 | 0 | 0 | 0 | 399.8814 | 0 | 0 | 0 | 0 | 0 | 0 | 0 | 0 | 0 | 651.3647 | 0 | 0 | 0 | 0 | 0 | 0 | 0 | 0 | 0 | 1061.0044 | 0 | 0
265 | PVC | 6 | 1991 |  | 50 | 10 | 2015 | 1.15% | 9985 | 998.5 | 1497.75 | 12481.25 | 143.5344 | 0 | 0 | 0 | 150.7111 | 0 | 0 | 0 | 0 | 0 | 0 | 0 | 0 | 0 | 245.4925 | 0 | 0 | 0 | 0 | 0 | 28950.5407 | 0 | 0 | 0 | 399.8814 | 0 | 0 | 0 | 0 | 0 | 0 | 0 | 0 | 0 | 651.3647 | 0 | 0 | 0 | 0 | 0 | 0 | 0 | 0 | 0 | 1061.0044 | 0 | 0
264 | PVC | 6 | 1991 |  | 50 | 10 | 2015 | 1.15% | 9985 | 998.5 | 1497.75 | 12481.25 | 143.5344 | 0 | 0 | 0 | 150.7111 | 0 | 0 | 0 | 0 | 0 | 0 | 0 | 0 | 0 | 245.4925 | 0 | 0 | 0 | 0 | 0 | 28950.5407 | 0 | 0 | 0 | 399.8814 | 0 | 0 | 0 | 0 | 0 | 0 | 0 | 0 | 0 | 651.3647 | 0 | 0 | 0 | 0 | 0 | 0 | 0 | 0 | 0 | 1061.0044 | 0 | 0
263 | PVC | 6 | 1991 |  | 50 | 10 | 2015 | 1.15% | 9985 | 998.5 | 1497.75 | 12481.25 | 143.5344 | 0 | 0 | 0 | 150.7111 | 0 | 0 | 0 | 0 | 0 | 0 | 0 | 0 | 0 | 245.4925 | 0 | 0 | 0 | 0 | 0 | 28950.5407 | 0 | 0 | 0 | 399.8814 | 0 | 0 | 0 | 0 | 0 | 0 | 0 | 0 | 0 | 651.3647 | 0 | 0 | 0 | 0 | 0 | 0 | 0 | 0 | 0 | 1061.0044 | 0 | 0
729 | PVC | 6 | 1992 |  | 50 | 10 | 2015 | 1.15% | 9985 | 998.5 | 1497.75 | 12481.25 | 143.5344 | 0 | 0 | 0 | 150.7111 | 0 | 0 | 0 | 0 | 0 | 0 | 0 | 0 | 0 | 245.4925 | 0 | 0 | 0 | 0 | 0 | 0 | 30398.0677 | 0 | 0 | 399.8814 | 0 | 0 | 0 | 0 | 0 | 0 | 0 | 0 | 0 | 651.3647 | 0 | 0 | 0 | 0 | 0 | 0 | 0 | 0 | 0 | 1061.0044 | 0 | 0
166 | PVC | 6 | 1992 |  | 50 | 10 | 2015 | 1.15% | 9985 | 998.5 | 1497.75 | 12481.25 | 143.5344 | 0 | 0 | 0 | 150.7111 | 0 | 0 | 0 | 0 | 0 | 0 | 0 | 0 | 0 | 245.4925 | 0 | 0 | 0 | 0 | 0 | 0 | 30398.0677 | 0 | 0 | 399.8814 | 0 | 0 | 0 | 0 | 0 | 0 | 0 | 0 | 0 | 651.3647 | 0 | 0 | 0 | 0 | 0 | 0 | 0 | 0 | 0 | 1061.0044 | 0 | 0
165 | PVC | 6 | 1992 |  | 50 | 10 | 2015 | 1.15% | 9985 | 998.5 | 1497.75 | 12481.25 | 143.5344 | 0 | 0 | 0 | 150.7111 | 0 | 0 | 0 | 0 | 0 | 0 | 0 | 0 | 0 | 245.4925 | 0 | 0 | 0 | 0 | 0 | 0 | 30398.0677 | 0 | 0 | 399.8814 | 0 | 0 | 0 | 0 | 0 | 0 | 0 | 0 | 0 | 651.3647 | 0 | 0 | 0 | 0 | 0 | 0 | 0 | 0 | 0 | 1061.0044 | 0 | 0
164 | PVC | 6 | 1992 |  | 50 | 10 | 2015 | 1.15% | 9985 | 998.5 | 1497.75 | 12481.25 | 143.5344 | 0 | 0 | 0 | 150.7111 | 0 | 0 | 0 | 0 | 0 | 0 | 0 | 0 | 0 | 245.4925 | 0 | 0 | 0 | 0 | 0 | 0 | 30398.0677 | 0 | 0 | 399.8814 | 0 | 0 | 0 | 0 | 0 | 0 | 0 | 0 | 0 | 651.3647 | 0 | 0 | 0 | 0 | 0 | 0 | 0 | 0 | 0 | 1061.0044 | 0 | 0
163 | PVC | 6 | 1992 |  | 50 | 10 | 2015 | 1.15% | 9985 | 998.5 | 1497.75 | 12481.25 | 143.5344 | 0 | 0 | 0 | 150.7111 | 0 | 0 | 0 | 0 | 0 | 0 | 0 | 0 | 0 | 245.4925 | 0 | 0 | 0 | 0 | 0 | 0 | 30398.0677 | 0 | 0 | 399.8814 | 0 | 0 | 0 | 0 | 0 | 0 | 0 | 0 | 0 | 651.3647 | 0 | 0 | 0 | 0 | 0 | 0 | 0 | 0 | 0 | 1061.0044 | 0 | 0
162 | PVC | 6 | 1992 |  | 50 | 10 | 2015 | 1.15% | 9985 | 998.5 | 1497.75 | 12481.25 | 143.5344 | 0 | 0 | 0 | 150.7111 | 0 | 0 | 0 | 0 | 0 | 0 | 0 | 0 | 0 | 245.4925 | 0 | 0 | 0 | 0 | 0 | 0 | 30398.0677 | 0 | 0 | 399.8814 | 0 | 0 | 0 | 0 | 0 | 0 | 0 | 0 | 0 | 651.3647 | 0 | 0 | 0 | 0 | 0 | 0 | 0 | 0 | 0 | 1061.0044 | 0 | 0
161 | PVC | 6 | 1992 |  | 50 | 10 | 2015 | 1.15% | 9985 | 998.5 | 1497.75 | 12481.25 | 143.5344 | 0 | 0 | 0 | 150.7111 | 0 | 0 | 0 | 0 | 0 | 0 | 0 | 0 | 0 | 245.4925 | 0 | 0 | 0 | 0 | 0 | 0 | 30398.0677 | 0 | 0 | 399.8814 | 0 | 0 | 0 | 0 | 0 | 0 | 0 | 0 | 0 | 651.3647 | 0 | 0 | 0 | 0 | 0 | 0 | 0 | 0 | 0 | 1061.0044 | 0 | 0
132 | PVC | 6 | 1992 |  | 50 | 10 | 2015 | 1.15% | 9985 | 998.5 | 1497.75 | 12481.25 | 143.5344 | 0 | 0 | 0 | 150.7111 | 0 | 0 | 0 | 0 | 0 | 0 | 0 | 0 | 0 | 245.4925 | 0 | 0 | 0 | 0 | 0 | 0 | 30398.0677 | 0 | 0 | 399.8814 | 0 | 0 | 0 | 0 | 0 | 0 | 0 | 0 | 0 | 651.3647 | 0 | 0 | 0 | 0 | 0 | 0 | 0 | 0 | 0 | 1061.0044 | 0 | 0
740 | PVC | 6 | 1993 |  | 50 | 10 | 2015 | 1.15% | 9985 | 998.5 | 1497.75 | 12481.25 | 143.5344 | 0 | 0 | 0 | 150.7111 | 0 | 0 | 0 | 0 | 0 | 0 | 0 | 0 | 0 | 245.4925 | 0 | 0 | 0 | 0 | 0 | 0 | 0 | 31917.9711 | 0 | 399.8814 | 0 | 0 | 0 | 0 | 0 | 0 | 0 | 0 | 0 | 651.3647 | 0 | 0 | 0 | 0 | 0 | 0 | 0 | 0 | 0 | 1061.0044 | 0 | 0
567 | PVC | 6 | 1993 |  | 50 | 10 | 2015 | 1.15% | 9985 | 998.5 | 1497.75 | 12481.25 | 143.5344 | 0 | 0 | 0 | 150.7111 | 0 | 0 | 0 | 0 | 0 | 0 | 0 | 0 | 0 | 245.4925 | 0 | 0 | 0 | 0 | 0 | 0 | 0 | 31917.9711 | 0 | 399.8814 | 0 | 0 | 0 | 0 | 0 | 0 | 0 | 0 | 0 | 651.3647 | 0 | 0 | 0 | 0 | 0 | 0 | 0 | 0 | 0 | 1061.0044 | 0 | 0
464 | PVC | 6 | 1993 |  | 50 | 10 | 2015 | 1.15% | 9985 | 998.5 | 1497.75 | 12481.25 | 143.5344 | 0 | 0 | 0 | 150.7111 | 0 | 0 | 0 | 0 | 0 | 0 | 0 | 0 | 0 | 245.4925 | 0 | 0 | 0 | 0 | 0 | 0 | 0 | 31917.9711 | 0 | 399.8814 | 0 | 0 | 0 | 0 | 0 | 0 | 0 | 0 | 0 | 651.3647 | 0 | 0 | 0 | 0 | 0 | 0 | 0 | 0 | 0 | 1061.0044 | 0 | 0
463 | PVC | 6 | 1993 |  | 50 | 10 | 2015 | 1.15% | 9985 | 998.5 | 1497.75 | 12481.25 | 143.5344 | 0 | 0 | 0 | 150.7111 | 0 | 0 | 0 | 0 | 0 | 0 | 0 | 0 | 0 | 245.4925 | 0 | 0 | 0 | 0 | 0 | 0 | 0 | 31917.9711 | 0 | 399.8814 | 0 | 0 | 0 | 0 | 0 | 0 | 0 | 0 | 0 | 651.3647 | 0 | 0 | 0 | 0 | 0 | 0 | 0 | 0 | 0 | 1061.0044 | 0 | 0
249 | PVC | 6 | 1993 |  | 50 | 10 | 2016 | 1.15% | 9985 | 998.5 | 1497.75 | 12481.25 | 143.5344 | 0 | 0 | 0 | 0 | 158.2466 | 0 | 0 | 0 | 0 | 0 | 0 | 0 | 0 | 0 | 257.7671 | 0 | 0 | 0 | 0 | 0 | 0 | 31917.9711 | 0 | 0 | 419.8755 | 0 | 0 | 0 | 0 | 0 | 0 | 0 | 0 | 0 | 683.9329 | 0 | 0 | 0 | 0 | 0 | 0 | 0 | 0 | 0 | 1114.0546 | 0
248 | PVC | 6 | 1993 |  | 50 | 10 | 2016 | 1.15% | 9985 | 998.5 | 1497.75 | 12481.25 | 143.5344 | 0 | 0 | 0 | 0 | 158.2466 | 0 | 0 | 0 | 0 | 0 | 0 | 0 | 0 | 0 | 257.7671 | 0 | 0 | 0 | 0 | 0 | 0 | 31917.9711 | 0 | 0 | 419.8755 | 0 | 0 | 0 | 0 | 0 | 0 | 0 | 0 | 0 | 683.9329 | 0 | 0 | 0 | 0 | 0 | 0 | 0 | 0 | 0 | 1114.0546 | 0
247 | PVC | 6 | 1993 |  | 50 | 10 | 2016 | 1.15% | 9985 | 998.5 | 1497.75 | 12481.25 | 143.5344 | 0 | 0 | 0 | 0 | 158.2466 | 0 | 0 | 0 | 0 | 0 | 0 | 0 | 0 | 0 | 257.7671 | 0 | 0 | 0 | 0 | 0 | 0 | 31917.9711 | 0 | 0 | 419.8755 | 0 | 0 | 0 | 0 | 0 | 0 | 0 | 0 | 0 | 683.9329 | 0 | 0 | 0 | 0 | 0 | 0 | 0 | 0 | 0 | 1114.0546 | 0
209 | PVC | 6 | 1993 |  | 50 | 10 | 2016 | 1.15% | 9985 | 998.5 | 1497.75 | 12481.25 | 143.5344 | 0 | 0 | 0 | 0 | 158.2466 | 0 | 0 | 0 | 0 | 0 | 0 | 0 | 0 | 0 | 257.7671 | 0 | 0 | 0 | 0 | 0 | 0 | 31917.9711 | 0 | 0 | 419.8755 | 0 | 0 | 0 | 0 | 0 | 0 | 0 | 0 | 0 | 683.9329 | 0 | 0 | 0 | 0 | 0 | 0 | 0 | 0 | 0 | 1114.0546 | 0
208 | PVC | 6 | 1993 |  | 50 | 10 | 2016 | 1.15% | 9985 | 998.5 | 1497.75 | 12481.25 | 143.5344 | 0 | 0 | 0 | 0 | 158.2466 | 0 | 0 | 0 | 0 | 0 | 0 | 0 | 0 | 0 | 257.7671 | 0 | 0 | 0 | 0 | 0 | 0 | 31917.9711 | 0 | 0 | 419.8755 | 0 | 0 | 0 | 0 | 0 | 0 | 0 | 0 | 0 | 683.9329 | 0 | 0 | 0 | 0 | 0 | 0 | 0 | 0 | 0 | 1114.0546 | 0
207 | PVC | 6 | 1993 |  | 50 | 10 | 2016 | 1.15% | 9985 | 998.5 | 1497.75 | 12481.25 | 143.5344 | 0 | 0 | 0 | 0 | 158.2466 | 0 | 0 | 0 | 0 | 0 | 0 | 0 | 0 | 0 | 257.7671 | 0 | 0 | 0 | 0 | 0 | 0 | 31917.9711 | 0 | 0 | 419.8755 | 0 | 0 | 0 | 0 | 0 | 0 | 0 | 0 | 0 | 683.9329 | 0 | 0 | 0 | 0 | 0 | 0 | 0 | 0 | 0 | 1114.0546 | 0
205 | PVC | 6 | 1993 |  | 50 | 10 | 2016 | 1.15% | 9985 | 998.5 | 1497.75 | 12481.25 | 143.5344 | 0 | 0 | 0 | 0 | 158.2466 | 0 | 0 | 0 | 0 | 0 | 0 | 0 | 0 | 0 | 257.7671 | 0 | 0 | 0 | 0 | 0 | 0 | 31917.9711 | 0 | 0 | 419.8755 | 0 | 0 | 0 | 0 | 0 | 0 | 0 | 0 | 0 | 683.9329 | 0 | 0 | 0 | 0 | 0 | 0 | 0 | 0 | 0 | 1114.0546 | 0
204 | PVC | 6 | 1993 |  | 50 | 10 | 2016 | 1.15% | 9985 | 998.5 | 1497.75 | 12481.25 | 143.5344 | 0 | 0 | 0 | 0 | 158.2466 | 0 | 0 | 0 | 0 | 0 | 0 | 0 | 0 | 0 | 257.7671 | 0 | 0 | 0 | 0 | 0 | 0 | 31917.9711 | 0 | 0 | 419.8755 | 0 | 0 | 0 | 0 | 0 | 0 | 0 | 0 | 0 | 683.9329 | 0 | 0 | 0 | 0 | 0 | 0 | 0 | 0 | 0 | 1114.0546 | 0
202 | PVC | 6 | 1993 |  | 50 | 10 | 2016 | 1.15% | 9985 | 998.5 | 1497.75 | 12481.25 | 143.5344 | 0 | 0 | 0 | 0 | 158.2466 | 0 | 0 | 0 | 0 | 0 | 0 | 0 | 0 | 0 | 257.7671 | 0 | 0 | 0 | 0 | 0 | 0 | 31917.9711 | 0 | 0 | 419.8755 | 0 | 0 | 0 | 0 | 0 | 0 | 0 | 0 | 0 | 683.9329 | 0 | 0 | 0 | 0 | 0 | 0 | 0 | 0 | 0 | 1114.0546 | 0
201 | DIP | 6 | 1993 |  | 50 | 10 | 2016 | 1.15% | 9985 | 998.5 | 1497.75 | 12481.25 | 143.5344 | 0 | 0 | 0 | 0 | 158.2466 | 0 | 0 | 0 | 0 | 0 | 0 | 0 | 0 | 0 | 257.7671 | 0 | 0 | 0 | 0 | 0 | 0 | 31917.9711 | 0 | 0 | 419.8755 | 0 | 0 | 0 | 0 | 0 | 0 | 0 | 0 | 0 | 683.9329 | 0 | 0 | 0 | 0 | 0 | 0 | 0 | 0 | 0 | 1114.0546 | 0
200 | PVC | 6 | 1993 |  | 50 | 10 | 2016 | 1.15% | 9985 | 998.5 | 1497.75 | 12481.25 | 143.5344 | 0 | 0 | 0 | 0 | 158.2466 | 0 | 0 | 0 | 0 | 0 | 0 | 0 | 0 | 0 | 257.7671 | 0 | 0 | 0 | 0 | 0 | 0 | 31917.9711 | 0 | 0 | 419.8755 | 0 | 0 | 0 | 0 | 0 | 0 | 0 | 0 | 0 | 683.9329 | 0 | 0 | 0 | 0 | 0 | 0 | 0 | 0 | 0 | 1114.0546 | 0
199 | PVC | 6 | 1993 |  | 50 | 10 | 2016 | 1.15% | 9985 | 998.5 | 1497.75 | 12481.25 | 143.5344 | 0 | 0 | 0 | 0 | 158.2466 | 0 | 0 | 0 | 0 | 0 | 0 | 0 | 0 | 0 | 257.7671 | 0 | 0 | 0 | 0 | 0 | 0 | 31917.9711 | 0 | 0 | 419.8755 | 0 | 0 | 0 | 0 | 0 | 0 | 0 | 0 | 0 | 683.9329 | 0 | 0 | 0 | 0 | 0 | 0 | 0 | 0 | 0 | 1114.0546 | 0
198 | PVC | 6 | 1993 |  | 50 | 10 | 2016 | 1.15% | 9985 | 998.5 | 1497.75 | 12481.25 | 143.5344 | 0 | 0 | 0 | 0 | 158.2466 | 0 | 0 | 0 | 0 | 0 | 0 | 0 | 0 | 0 | 257.7671 | 0 | 0 | 0 | 0 | 0 | 0 | 31917.9711 | 0 | 0 | 419.8755 | 0 | 0 | 0 | 0 | 0 | 0 | 0 | 0 | 0 | 683.9329 | 0 | 0 | 0 | 0 | 0 | 0 | 0 | 0 | 0 | 1114.0546 | 0
197 | PVC | 6 | 1993 |  | 50 | 10 | 2016 | 1.15% | 9985 | 998.5 | 1497.75 | 12481.25 | 143.5344 | 0 | 0 | 0 | 0 | 158.2466 | 0 | 0 | 0 | 0 | 0 | 0 | 0 | 0 | 0 | 257.7671 | 0 | 0 | 0 | 0 | 0 | 0 | 31917.9711 | 0 | 0 | 419.8755 | 0 | 0 | 0 | 0 | 0 | 0 | 0 | 0 | 0 | 683.9329 | 0 | 0 | 0 | 0 | 0 | 0 | 0 | 0 | 0 | 1114.0546 | 0
196 | PVC | 6 | 1993 |  | 50 | 10 | 2016 | 1.15% | 9985 | 998.5 | 1497.75 | 12481.25 | 143.5344 | 0 | 0 | 0 | 0 | 158.2466 | 0 | 0 | 0 | 0 | 0 | 0 | 0 | 0 | 0 | 257.7671 | 0 | 0 | 0 | 0 | 0 | 0 | 31917.9711 | 0 | 0 | 419.8755 | 0 | 0 | 0 | 0 | 0 | 0 | 0 | 0 | 0 | 683.9329 | 0 | 0 | 0 | 0 | 0 | 0 | 0 | 0 | 0 | 1114.0546 | 0
195 | PVC | 6 | 1993 |  | 50 | 10 | 2016 | 1.15% | 9985 | 998.5 | 1497.75 | 12481.25 | 143.5344 | 0 | 0 | 0 | 0 | 158.2466 | 0 | 0 | 0 | 0 | 0 | 0 | 0 | 0 | 0 | 257.7671 | 0 | 0 | 0 | 0 | 0 | 0 | 31917.9711 | 0 | 0 | 419.8755 | 0 | 0 | 0 | 0 | 0 | 0 | 0 | 0 | 0 | 683.9329 | 0 | 0 | 0 | 0 | 0 | 0 | 0 | 0 | 0 | 1114.0546 | 0
193 | PVC | 6 | 1993 |  | 50 | 10 | 2016 | 1.15% | 9985 | 998.5 | 1497.75 | 12481.25 | 143.5344 | 0 | 0 | 0 | 0 | 158.2466 | 0 | 0 | 0 | 0 | 0 | 0 | 0 | 0 | 0 | 257.7671 | 0 | 0 | 0 | 0 | 0 | 0 | 31917.9711 | 0 | 0 | 419.8755 | 0 | 0 | 0 | 0 | 0 | 0 | 0 | 0 | 0 | 683.9329 | 0 | 0 | 0 | 0 | 0 | 0 | 0 | 0 | 0 | 1114.0546 | 0
192 | PVC | 6 | 1993 |  | 50 | 10 | 2016 | 1.15% | 9985 | 998.5 | 1497.75 | 12481.25 | 143.5344 | 0 | 0 | 0 | 0 | 158.2466 | 0 | 0 | 0 | 0 | 0 | 0 | 0 | 0 | 0 | 257.7671 | 0 | 0 | 0 | 0 | 0 | 0 | 31917.9711 | 0 | 0 | 419.8755 | 0 | 0 | 0 | 0 | 0 | 0 | 0 | 0 | 0 | 683.9329 | 0 | 0 | 0 | 0 | 0 | 0 | 0 | 0 | 0 | 1114.0546 | 0
178 | PVC | 6 | 1993 |  | 50 | 10 | 2016 | 1.15% | 9985 | 998.5 | 1497.75 | 12481.25 | 143.5344 | 0 | 0 | 0 | 0 | 158.2466 | 0 | 0 | 0 | 0 | 0 | 0 | 0 | 0 | 0 | 257.7671 | 0 | 0 | 0 | 0 | 0 | 0 | 31917.9711 | 0 | 0 | 419.8755 | 0 | 0 | 0 | 0 | 0 | 0 | 0 | 0 | 0 | 683.9329 | 0 | 0 | 0 | 0 | 0 | 0 | 0 | 0 | 0 | 1114.0546 | 0
191 | PVC | 6 | 1994 |  | 50 | 10 | 2016 | 1.15% | 9985 | 998.5 | 1497.75 | 12481.25 | 143.5344 | 0 | 0 | 0 | 0 | 158.2466 | 0 | 0 | 0 | 0 | 0 | 0 | 0 | 0 | 0 | 257.7671 | 0 | 0 | 0 | 0 | 0 | 0 | 0 | 33513.8696 | 0 | 419.8755 | 0 | 0 | 0 | 0 | 0 | 0 | 0 | 0 | 0 | 683.9329 | 0 | 0 | 0 | 0 | 0 | 0 | 0 | 0 | 0 | 1114.0546 | 0
333 | PVC | 6 | 1995 |  | 50 | 10 | 2016 | 1.15% | 9985 | 998.5 | 1497.75 | 12481.25 | 143.5344 | 0 | 0 | 0 | 0 | 158.2466 | 0 | 0 | 0 | 0 | 0 | 0 | 0 | 0 | 0 | 257.7671 | 0 | 0 | 0 | 0 | 0 | 0 | 0 | 0 | 35189.5631 | 419.8755 | 0 | 0 | 0 | 0 | 0 | 0 | 0 | 0 | 0 | 683.9329 | 0 | 0 | 0 | 0 | 0 | 0 | 0 | 0 | 0 | 1114.0546 | 0
332 | PVC | 6 | 1995 |  | 50 | 10 | 2016 | 1.15% | 9985 | 998.5 | 1497.75 | 12481.25 | 143.5344 | 0 | 0 | 0 | 0 | 158.2466 | 0 | 0 | 0 | 0 | 0 | 0 | 0 | 0 | 0 | 257.7671 | 0 | 0 | 0 | 0 | 0 | 0 | 0 | 0 | 35189.5631 | 419.8755 | 0 | 0 | 0 | 0 | 0 | 0 | 0 | 0 | 0 | 683.9329 | 0 | 0 | 0 | 0 | 0 | 0 | 0 | 0 | 0 | 1114.0546 | 0
331 | PVC | 6 | 1995 |  | 50 | 10 | 2016 | 1.15% | 9985 | 998.5 | 1497.75 | 12481.25 | 143.5344 | 0 | 0 | 0 | 0 | 158.2466 | 0 | 0 | 0 | 0 | 0 | 0 | 0 | 0 | 0 | 257.7671 | 0 | 0 | 0 | 0 | 0 | 0 | 0 | 0 | 35189.5631 | 419.8755 | 0 | 0 | 0 | 0 | 0 | 0 | 0 | 0 | 0 | 683.9329 | 0 | 0 | 0 | 0 | 0 | 0 | 0 | 0 | 0 | 1114.0546 | 0
330 | PVC | 6 | 1995 |  | 50 | 10 | 2016 | 1.15% | 9985 | 998.5 | 1497.75 | 12481.25 | 143.5344 | 0 | 0 | 0 | 0 | 158.2466 | 0 | 0 | 0 | 0 | 0 | 0 | 0 | 0 | 0 | 257.7671 | 0 | 0 | 0 | 0 | 0 | 0 | 0 | 0 | 35189.5631 | 419.8755 | 0 | 0 | 0 | 0 | 0 | 0 | 0 | 0 | 0 | 683.9329 | 0 | 0 | 0 | 0 | 0 | 0 | 0 | 0 | 0 | 1114.0546 | 0
259 | PVC | 6 | 1995 |  | 50 | 10 | 2016 | 1.15% | 9985 | 998.5 | 1497.75 | 12481.25 | 143.5344 | 0 | 0 | 0 | 0 | 158.2466 | 0 | 0 | 0 | 0 | 0 | 0 | 0 | 0 | 0 | 257.7671 | 0 | 0 | 0 | 0 | 0 | 0 | 0 | 0 | 35189.5631 | 419.8755 | 0 | 0 | 0 | 0 | 0 | 0 | 0 | 0 | 0 | 683.9329 | 0 | 0 | 0 | 0 | 0 | 0 | 0 | 0 | 0 | 1114.0546 | 0
258 | PVC | 6 | 1995 |  | 50 | 10 | 2016 | 1.15% | 9985 | 998.5 | 1497.75 | 12481.25 | 143.5344 | 0 | 0 | 0 | 0 | 158.2466 | 0 | 0 | 0 | 0 | 0 | 0 | 0 | 0 | 0 | 257.7671 | 0 | 0 | 0 | 0 | 0 | 0 | 0 | 0 | 35189.5631 | 419.8755 | 0 | 0 | 0 | 0 | 0 | 0 | 0 | 0 | 0 | 683.9329 | 0 | 0 | 0 | 0 | 0 | 0 | 0 | 0 | 0 | 1114.0546 | 0
257 | PVC | 6 | 1995 |  | 50 | 10 | 2016 | 1.15% | 9985 | 998.5 | 1497.75 | 12481.25 | 143.5344 | 0 | 0 | 0 | 0 | 158.2466 | 0 | 0 | 0 | 0 | 0 | 0 | 0 | 0 | 0 | 257.7671 | 0 | 0 | 0 | 0 | 0 | 0 | 0 | 0 | 35189.5631 | 419.8755 | 0 | 0 | 0 | 0 | 0 | 0 | 0 | 0 | 0 | 683.9329 | 0 | 0 | 0 | 0 | 0 | 0 | 0 | 0 | 0 | 1114.0546 | 0
256 | PVC | 6 | 1995 |  | 50 | 10 | 2016 | 1.15% | 9985 | 998.5 | 1497.75 | 12481.25 | 143.5344 | 0 | 0 | 0 | 0 | 158.2466 | 0 | 0 | 0 | 0 | 0 | 0 | 0 | 0 | 0 | 257.7671 | 0 | 0 | 0 | 0 | 0 | 0 | 0 | 0 | 35189.5631 | 419.8755 | 0 | 0 | 0 | 0 | 0 | 0 | 0 | 0 | 0 | 683.9329 | 0 | 0 | 0 | 0 | 0 | 0 | 0 | 0 | 0 | 1114.0546 | 0
218 | PVC | 6 | 1995 |  | 50 | 10 | 2016 | 1.15% | 9985 | 998.5 | 1497.75 | 12481.25 | 143.5344 | 0 | 0 | 0 | 0 | 158.2466 | 0 | 0 | 0 | 0 | 0 | 0 | 0 | 0 | 0 | 257.7671 | 0 | 0 | 0 | 0 | 0 | 0 | 0 | 0 | 35189.5631 | 419.8755 | 0 | 0 | 0 | 0 | 0 | 0 | 0 | 0 | 0 | 683.9329 | 0 | 0 | 0 | 0 | 0 | 0 | 0 | 0 | 0 | 1114.0546 | 0
188 | PVC | 6 | 1995 |  | 50 | 10 | 2016 | 1.15% | 9985 | 998.5 | 1497.75 | 12481.25 | 143.5344 | 0 | 0 | 0 | 0 | 158.2466 | 0 | 0 | 0 | 0 | 0 | 0 | 0 | 0 | 0 | 257.7671 | 0 | 0 | 0 | 0 | 0 | 0 | 0 | 0 | 35189.5631 | 419.8755 | 0 | 0 | 0 | 0 | 0 | 0 | 0 | 0 | 0 | 683.9329 | 0 | 0 | 0 | 0 | 0 | 0 | 0 | 0 | 0 | 1114.0546 | 0
187 | PVC | 6 | 1995 |  | 50 | 10 | 2016 | 1.15% | 9985 | 998.5 | 1497.75 | 12481.25 | 143.5344 | 0 | 0 | 0 | 0 | 158.2466 | 0 | 0 | 0 | 0 | 0 | 0 | 0 | 0 | 0 | 257.7671 | 0 | 0 | 0 | 0 | 0 | 0 | 0 | 0 | 35189.5631 | 419.8755 | 0 | 0 | 0 | 0 | 0 | 0 | 0 | 0 | 0 | 683.9329 | 0 | 0 | 0 | 0 | 0 | 0 | 0 | 0 | 0 | 1114.0546 | 0
186 | PVC | 6 | 1995 |  | 50 | 10 | 2016 | 1.15% | 9985 | 998.5 | 1497.75 | 12481.25 | 143.5344 | 0 | 0 | 0 | 0 | 158.2466 | 0 | 0 | 0 | 0 | 0 | 0 | 0 | 0 | 0 | 257.7671 | 0 | 0 | 0 | 0 | 0 | 0 | 0 | 0 | 35189.5631 | 419.8755 | 0 | 0 | 0 | 0 | 0 | 0 | 0 | 0 | 0 | 683.9329 | 0 | 0 | 0 | 0 | 0 | 0 | 0 | 0 | 0 | 1114.0546 | 0
185 | PVC | 6 | 1995 |  | 50 | 10 | 2016 | 1.15% | 9985 | 998.5 | 1497.75 | 12481.25 | 143.5344 | 0 | 0 | 0 | 0 | 158.2466 | 0 | 0 | 0 | 0 | 0 | 0 | 0 | 0 | 0 | 257.7671 | 0 | 0 | 0 | 0 | 0 | 0 | 0 | 0 | 35189.5631 | 419.8755 | 0 | 0 | 0 | 0 | 0 | 0 | 0 | 0 | 0 | 683.9329 | 0 | 0 | 0 | 0 | 0 | 0 | 0 | 0 | 0 | 1114.0546 | 0
184 | PVC | 6 | 1995 |  | 50 | 10 | 2016 | 1.15% | 9985 | 998.5 | 1497.75 | 12481.25 | 143.5344 | 0 | 0 | 0 | 0 | 158.2466 | 0 | 0 | 0 | 0 | 0 | 0 | 0 | 0 | 0 | 257.7671 | 0 | 0 | 0 | 0 | 0 | 0 | 0 | 0 | 35189.5631 | 419.8755 | 0 | 0 | 0 | 0 | 0 | 0 | 0 | 0 | 0 | 683.9329 | 0 | 0 | 0 | 0 | 0 | 0 | 0 | 0 | 0 | 1114.0546 | 0
608 | PVC | 6 | 1996 |  | 50 | 10 | 2016 | 1.15% | 9985 | 998.5 | 1497.75 | 12481.25 | 143.5344 | 0 | 0 | 0 | 0 | 158.2466 | 0 | 0 | 0 | 0 | 0 | 0 | 0 | 0 | 0 | 257.7671 | 0 | 0 | 0 | 0 | 0 | 0 | 0 | 0 | 0 | 36949.0413 | 0 | 0 | 0 | 0 | 0 | 0 | 0 | 0 | 0 | 683.9329 | 0 | 0 | 0 | 0 | 0 | 0 | 0 | 0 | 0 | 1114.0546 | 0
607 | PVC | 6 | 1996 |  | 50 | 10 | 2016 | 1.15% | 9985 | 998.5 | 1497.75 | 12481.25 | 143.5344 | 0 | 0 | 0 | 0 | 158.2466 | 0 | 0 | 0 | 0 | 0 | 0 | 0 | 0 | 0 | 257.7671 | 0 | 0 | 0 | 0 | 0 | 0 | 0 | 0 | 0 | 36949.0413 | 0 | 0 | 0 | 0 | 0 | 0 | 0 | 0 | 0 | 683.9329 | 0 | 0 | 0 | 0 | 0 | 0 | 0 | 0 | 0 | 1114.0546 | 0
601 | PVC | 6 | 1996 |  | 50 | 10 | 2016 | 1.15% | 9985 | 998.5 | 1497.75 | 12481.25 | 143.5344 | 0 | 0 | 0 | 0 | 158.2466 | 0 | 0 | 0 | 0 | 0 | 0 | 0 | 0 | 0 | 257.7671 | 0 | 0 | 0 | 0 | 0 | 0 | 0 | 0 | 0 | 36949.0413 | 0 | 0 | 0 | 0 | 0 | 0 | 0 | 0 | 0 | 683.9329 | 0 | 0 | 0 | 0 | 0 | 0 | 0 | 0 | 0 | 1114.0546 | 0
577 | PVC | 6 | 1996 |  | 50 | 10 | 2016 | 1.15% | 9985 | 998.5 | 1497.75 | 12481.25 | 143.5344 | 0 | 0 | 0 | 0 | 158.2466 | 0 | 0 | 0 | 0 | 0 | 0 | 0 | 0 | 0 | 257.7671 | 0 | 0 | 0 | 0 | 0 | 0 | 0 | 0 | 0 | 36949.0413 | 0 | 0 | 0 | 0 | 0 | 0 | 0 | 0 | 0 | 683.9329 | 0 | 0 | 0 | 0 | 0 | 0 | 0 | 0 | 0 | 1114.0546 | 0
576 | PVC | 6 | 1996 |  | 50 | 10 | 2016 | 1.15% | 9985 | 998.5 | 1497.75 | 12481.25 | 143.5344 | 0 | 0 | 0 | 0 | 158.2466 | 0 | 0 | 0 | 0 | 0 | 0 | 0 | 0 | 0 | 257.7671 | 0 | 0 | 0 | 0 | 0 | 0 | 0 | 0 | 0 | 36949.0413 | 0 | 0 | 0 | 0 | 0 | 0 | 0 | 0 | 0 | 683.9329 | 0 | 0 | 0 | 0 | 0 | 0 | 0 | 0 | 0 | 1114.0546 | 0
575 | PVC | 6 | 1996 |  | 50 | 10 | 2016 | 1.15% | 9985 | 998.5 | 1497.75 | 12481.25 | 143.5344 | 0 | 0 | 0 | 0 | 158.2466 | 0 | 0 | 0 | 0 | 0 | 0 | 0 | 0 | 0 | 257.7671 | 0 | 0 | 0 | 0 | 0 | 0 | 0 | 0 | 0 | 36949.0413 | 0 | 0 | 0 | 0 | 0 | 0 | 0 | 0 | 0 | 683.9329 | 0 | 0 | 0 | 0 | 0 | 0 | 0 | 0 | 0 | 1114.0546 | 0
574 | PVC | 6 | 1996 |  | 50 | 10 | 2016 | 1.15% | 9985 | 998.5 | 1497.75 | 12481.25 | 143.5344 | 0 | 0 | 0 | 0 | 158.2466 | 0 | 0 | 0 | 0 | 0 | 0 | 0 | 0 | 0 | 257.7671 | 0 | 0 | 0 | 0 | 0 | 0 | 0 | 0 | 0 | 36949.0413 | 0 | 0 | 0 | 0 | 0 | 0 | 0 | 0 | 0 | 683.9329 | 0 | 0 | 0 | 0 | 0 | 0 | 0 | 0 | 0 | 1114.0546 | 0
573 | PVC | 6 | 1996 |  | 50 | 10 | 2016 | 1.15% | 9985 | 998.5 | 1497.75 | 12481.25 | 143.5344 | 0 | 0 | 0 | 0 | 158.2466 | 0 | 0 | 0 | 0 | 0 | 0 | 0 | 0 | 0 | 257.7671 | 0 | 0 | 0 | 0 | 0 | 0 | 0 | 0 | 0 | 36949.0413 | 0 | 0 | 0 | 0 | 0 | 0 | 0 | 0 | 0 | 683.9329 | 0 | 0 | 0 | 0 | 0 | 0 | 0 | 0 | 0 | 1114.0546 | 0
572 | PVC | 6 | 1996 |  | 50 | 10 | 2016 | 1.15% | 9985 | 998.5 | 1497.75 | 12481.25 | 143.5344 | 0 | 0 | 0 | 0 | 158.2466 | 0 | 0 | 0 | 0 | 0 | 0 | 0 | 0 | 0 | 257.7671 | 0 | 0 | 0 | 0 | 0 | 0 | 0 | 0 | 0 | 36949.0413 | 0 | 0 | 0 | 0 | 0 | 0 | 0 | 0 | 0 | 683.9329 | 0 | 0 | 0 | 0 | 0 | 0 | 0 | 0 | 0 | 1114.0546 | 0
571 | PVC | 6 | 1996 |  | 50 | 10 | 2016 | 1.15% | 9985 | 998.5 | 1497.75 | 12481.25 | 143.5344 | 0 | 0 | 0 | 0 | 158.2466 | 0 | 0 | 0 | 0 | 0 | 0 | 0 | 0 | 0 | 257.7671 | 0 | 0 | 0 | 0 | 0 | 0 | 0 | 0 | 0 | 36949.0413 | 0 | 0 | 0 | 0 | 0 | 0 | 0 | 0 | 0 | 683.9329 | 0 | 0 | 0 | 0 | 0 | 0 | 0 | 0 | 0 | 1114.0546 | 0
570 | PVC | 6 | 1996 |  | 50 | 10 | 2016 | 1.15% | 9985 | 998.5 | 1497.75 | 12481.25 | 143.5344 | 0 | 0 | 0 | 0 | 158.2466 | 0 | 0 | 0 | 0 | 0 | 0 | 0 | 0 | 0 | 257.7671 | 0 | 0 | 0 | 0 | 0 | 0 | 0 | 0 | 0 | 36949.0413 | 0 | 0 | 0 | 0 | 0 | 0 | 0 | 0 | 0 | 683.9329 | 0 | 0 | 0 | 0 | 0 | 0 | 0 | 0 | 0 | 1114.0546 | 0
557 | PVC | 6 | 1996 |  | 50 | 10 | 2016 | 1.15% | 9985 | 998.5 | 1497.75 | 12481.25 | 143.5344 | 0 | 0 | 0 | 0 | 158.2466 | 0 | 0 | 0 | 0 | 0 | 0 | 0 | 0 | 0 | 257.7671 | 0 | 0 | 0 | 0 | 0 | 0 | 0 | 0 | 0 | 36949.0413 | 0 | 0 | 0 | 0 | 0 | 0 | 0 | 0 | 0 | 683.9329 | 0 | 0 | 0 | 0 | 0 | 0 | 0 | 0 | 0 | 1114.0546 | 0
543 | PVC | 6 | 1996 |  | 50 | 10 | 2016 | 1.15% | 9985 | 998.5 | 1497.75 | 12481.25 | 143.5344 | 0 | 0 | 0 | 0 | 158.2466 | 0 | 0 | 0 | 0 | 0 | 0 | 0 | 0 | 0 | 257.7671 | 0 | 0 | 0 | 0 | 0 | 0 | 0 | 0 | 0 | 36949.0413 | 0 | 0 | 0 | 0 | 0 | 0 | 0 | 0 | 0 | 683.9329 | 0 | 0 | 0 | 0 | 0 | 0 | 0 | 0 | 0 | 1114.0546 | 0
541 | PVC | 6 | 1996 |  | 50 | 10 | 2016 | 1.15% | 9985 | 998.5 | 1497.75 | 12481.25 | 143.5344 | 0 | 0 | 0 | 0 | 158.2466 | 0 | 0 | 0 | 0 | 0 | 0 | 0 | 0 | 0 | 257.7671 | 0 | 0 | 0 | 0 | 0 | 0 | 0 | 0 | 0 | 36949.0413 | 0 | 0 | 0 | 0 | 0 | 0 | 0 | 0 | 0 | 683.9329 | 0 | 0 | 0 | 0 | 0 | 0 | 0 | 0 | 0 | 1114.0546 | 0
255 | PVC | 6 | 1996 |  | 50 | 10 | 2016 | 1.15% | 9985 | 998.5 | 1497.75 | 12481.25 | 143.5344 | 0 | 0 | 0 | 0 | 158.2466 | 0 | 0 | 0 | 0 | 0 | 0 | 0 | 0 | 0 | 257.7671 | 0 | 0 | 0 | 0 | 0 | 0 | 0 | 0 | 0 | 36949.0413 | 0 | 0 | 0 | 0 | 0 | 0 | 0 | 0 | 0 | 683.9329 | 0 | 0 | 0 | 0 | 0 | 0 | 0 | 0 | 0 | 1114.0546 | 0
254 | PVC | 6 | 1996 |  | 50 | 10 | 2016 | 1.15% | 9985 | 998.5 | 1497.75 | 12481.25 | 143.5344 | 0 | 0 | 0 | 0 | 158.2466 | 0 | 0 | 0 | 0 | 0 | 0 | 0 | 0 | 0 | 257.7671 | 0 | 0 | 0 | 0 | 0 | 0 | 0 | 0 | 0 | 36949.0413 | 0 | 0 | 0 | 0 | 0 | 0 | 0 | 0 | 0 | 683.9329 | 0 | 0 | 0 | 0 | 0 | 0 | 0 | 0 | 0 | 1114.0546 | 0
253 | PVC | 6 | 1996 |  | 50 | 10 | 2016 | 1.15% | 9985 | 998.5 | 1497.75 | 12481.25 | 143.5344 | 0 | 0 | 0 | 0 | 158.2466 | 0 | 0 | 0 | 0 | 0 | 0 | 0 | 0 | 0 | 257.7671 | 0 | 0 | 0 | 0 | 0 | 0 | 0 | 0 | 0 | 36949.0413 | 0 | 0 | 0 | 0 | 0 | 0 | 0 | 0 | 0 | 683.9329 | 0 | 0 | 0 | 0 | 0 | 0 | 0 | 0 | 0 | 1114.0546 | 0
252 | PVC | 6 | 1996 |  | 50 | 10 | 2016 | 1.15% | 9985 | 998.5 | 1497.75 | 12481.25 | 143.5344 | 0 | 0 | 0 | 0 | 158.2466 | 0 | 0 | 0 | 0 | 0 | 0 | 0 | 0 | 0 | 257.7671 | 0 | 0 | 0 | 0 | 0 | 0 | 0 | 0 | 0 | 36949.0413 | 0 | 0 | 0 | 0 | 0 | 0 | 0 | 0 | 0 | 683.9329 | 0 | 0 | 0 | 0 | 0 | 0 | 0 | 0 | 0 | 1114.0546 | 0
251 | PVC | 6 | 1996 |  | 50 | 10 | 2016 | 1.15% | 9985 | 998.5 | 1497.75 | 12481.25 | 143.5344 | 0 | 0 | 0 | 0 | 158.2466 | 0 | 0 | 0 | 0 | 0 | 0 | 0 | 0 | 0 | 257.7671 | 0 | 0 | 0 | 0 | 0 | 0 | 0 | 0 | 0 | 36949.0413 | 0 | 0 | 0 | 0 | 0 | 0 | 0 | 0 | 0 | 683.9329 | 0 | 0 | 0 | 0 | 0 | 0 | 0 | 0 | 0 | 1114.0546 | 0
250 | PVC | 6 | 1996 |  | 50 | 10 | 2016 | 1.15% | 9985 | 998.5 | 1497.75 | 12481.25 | 143.5344 | 0 | 0 | 0 | 0 | 158.2466 | 0 | 0 | 0 | 0 | 0 | 0 | 0 | 0 | 0 | 257.7671 | 0 | 0 | 0 | 0 | 0 | 0 | 0 | 0 | 0 | 36949.0413 | 0 | 0 | 0 | 0 | 0 | 0 | 0 | 0 | 0 | 683.9329 | 0 | 0 | 0 | 0 | 0 | 0 | 0 | 0 | 0 | 1114.0546 | 0
211 | PVC | 6 | 1996 |  | 50 | 10 | 2016 | 1.15% | 9985 | 998.5 | 1497.75 | 12481.25 | 143.5344 | 0 | 0 | 0 | 0 | 158.2466 | 0 | 0 | 0 | 0 | 0 | 0 | 0 | 0 | 0 | 257.7671 | 0 | 0 | 0 | 0 | 0 | 0 | 0 | 0 | 0 | 36949.0413 | 0 | 0 | 0 | 0 | 0 | 0 | 0 | 0 | 0 | 683.9329 | 0 | 0 | 0 | 0 | 0 | 0 | 0 | 0 | 0 | 1114.0546 | 0
210 | PVC | 6 | 1996 |  | 50 | 10 | 2016 | 1.15% | 9985 | 998.5 | 1497.75 | 12481.25 | 143.5344 | 0 | 0 | 0 | 0 | 158.2466 | 0 | 0 | 0 | 0 | 0 | 0 | 0 | 0 | 0 | 257.7671 | 0 | 0 | 0 | 0 | 0 | 0 | 0 | 0 | 0 | 36949.0413 | 0 | 0 | 0 | 0 | 0 | 0 | 0 | 0 | 0 | 683.9329 | 0 | 0 | 0 | 0 | 0 | 0 | 0 | 0 | 0 | 1114.0546 | 0
206 | PVC | 6 | 1996 |  | 50 | 10 | 2016 | 1.15% | 9985 | 998.5 | 1497.75 | 12481.25 | 143.5344 | 0 | 0 | 0 | 0 | 158.2466 | 0 | 0 | 0 | 0 | 0 | 0 | 0 | 0 | 0 | 257.7671 | 0 | 0 | 0 | 0 | 0 | 0 | 0 | 0 | 0 | 36949.0413 | 0 | 0 | 0 | 0 | 0 | 0 | 0 | 0 | 0 | 683.9329 | 0 | 0 | 0 | 0 | 0 | 0 | 0 | 0 | 0 | 1114.0546 | 0
167 | PVC | 6 | 1996 |  | 50 | 10 | 2016 | 1.15% | 9985 | 998.5 | 1497.75 | 12481.25 | 143.5344 | 0 | 0 | 0 | 0 | 158.2466 | 0 | 0 | 0 | 0 | 0 | 0 | 0 | 0 | 0 | 257.7671 | 0 | 0 | 0 | 0 | 0 | 0 | 0 | 0 | 0 | 36949.0413 | 0 | 0 | 0 | 0 | 0 | 0 | 0 | 0 | 0 | 683.9329 | 0 | 0 | 0 | 0 | 0 | 0 | 0 | 0 | 0 | 1114.0546 | 0
160 | PVC | 6 | 1996 |  | 50 | 10 | 2016 | 1.15% | 9985 | 998.5 | 1497.75 | 12481.25 | 143.5344 | 0 | 0 | 0 | 0 | 158.2466 | 0 | 0 | 0 | 0 | 0 | 0 | 0 | 0 | 0 | 257.7671 | 0 | 0 | 0 | 0 | 0 | 0 | 0 | 0 | 0 | 36949.0413 | 0 | 0 | 0 | 0 | 0 | 0 | 0 | 0 | 0 | 683.9329 | 0 | 0 | 0 | 0 | 0 | 0 | 0 | 0 | 0 | 1114.0546 | 0
159 | PVC | 6 | 1996 |  | 50 | 10 | 2016 | 1.15% | 9985 | 998.5 | 1497.75 | 12481.25 | 143.5344 | 0 | 0 | 0 | 0 | 158.2466 | 0 | 0 | 0 | 0 | 0 | 0 | 0 | 0 | 0 | 257.7671 | 0 | 0 | 0 | 0 | 0 | 0 | 0 | 0 | 0 | 36949.0413 | 0 | 0 | 0 | 0 | 0 | 0 | 0 | 0 | 0 | 683.9329 | 0 | 0 | 0 | 0 | 0 | 0 | 0 | 0 | 0 | 1114.0546 | 0
120 | PVC | 6 | 1996 |  | 50 | 10 | 2016 | 1.15% | 9985 | 998.5 | 1497.75 | 12481.25 | 143.5344 | 0 | 0 | 0 | 0 | 158.2466 | 0 | 0 | 0 | 0 | 0 | 0 | 0 | 0 | 0 | 257.7671 | 0 | 0 | 0 | 0 | 0 | 0 | 0 | 0 | 0 | 36949.0413 | 0 | 0 | 0 | 0 | 0 | 0 | 0 | 0 | 0 | 683.9329 | 0 | 0 | 0 | 0 | 0 | 0 | 0 | 0 | 0 | 1114.0546 | 0
470 | PVC | 6 | 1997 |  | 50 | 10 | 2016 | 1.15% | 9985 | 998.5 | 1497.75 | 12481.25 | 143.5344 | 0 | 0 | 0 | 0 | 158.2466 | 0 | 0 | 0 | 0 | 0 | 0 | 0 | 0 | 0 | 257.7671 | 0 | 0 | 0 | 0 | 0 | 0 | 0 | 0 | 0 | 419.8755 | 38796.4933 | 0 | 0 | 0 | 0 | 0 | 0 | 0 | 0 | 683.9329 | 0 | 0 | 0 | 0 | 0 | 0 | 0 | 0 | 0 | 1114.0546 | 0
468 | PVC | 6 | 1997 |  | 50 | 10 | 2016 | 1.15% | 9985 | 998.5 | 1497.75 | 12481.25 | 143.5344 | 0 | 0 | 0 | 0 | 158.2466 | 0 | 0 | 0 | 0 | 0 | 0 | 0 | 0 | 0 | 257.7671 | 0 | 0 | 0 | 0 | 0 | 0 | 0 | 0 | 0 | 419.8755 | 38796.4933 | 0 | 0 | 0 | 0 | 0 | 0 | 0 | 0 | 683.9329 | 0 | 0 | 0 | 0 | 0 | 0 | 0 | 0 | 0 | 1114.0546 | 0
467 | PVC | 6 | 1997 |  | 50 | 10 | 2016 | 1.15% | 9985 | 998.5 | 1497.75 | 12481.25 | 143.5344 | 0 | 0 | 0 | 0 | 158.2466 | 0 | 0 | 0 | 0 | 0 | 0 | 0 | 0 | 0 | 257.7671 | 0 | 0 | 0 | 0 | 0 | 0 | 0 | 0 | 0 | 419.8755 | 38796.4933 | 0 | 0 | 0 | 0 | 0 | 0 | 0 | 0 | 683.9329 | 0 | 0 | 0 | 0 | 0 | 0 | 0 | 0 | 0 | 1114.0546 | 0
739 | PVC | 6 | 1998 |  | 50 | 10 | 2016 | 1.15% | 9985 | 998.5 | 1497.75 | 12481.25 | 143.5344 | 0 | 0 | 0 | 0 | 158.2466 | 0 | 0 | 0 | 0 | 0 | 0 | 0 | 0 | 0 | 257.7671 | 0 | 0 | 0 | 0 | 0 | 0 | 0 | 0 | 0 | 419.8755 | 0 | 40736.318 | 0 | 0 | 0 | 0 | 0 | 0 | 0 | 683.9329 | 0 | 0 | 0 | 0 | 0 | 0 | 0 | 0 | 0 | 1114.0546 | 0
545 | PVC | 6 | 1998 |  | 50 | 10 | 2016 | 1.15% | 9985 | 998.5 | 1497.75 | 12481.25 | 143.5344 | 0 | 0 | 0 | 0 | 158.2466 | 0 | 0 | 0 | 0 | 0 | 0 | 0 | 0 | 0 | 257.7671 | 0 | 0 | 0 | 0 | 0 | 0 | 0 | 0 | 0 | 419.8755 | 0 | 40736.318 | 0 | 0 | 0 | 0 | 0 | 0 | 0 | 683.9329 | 0 | 0 | 0 | 0 | 0 | 0 | 0 | 0 | 0 | 1114.0546 | 0
544 | PVC | 6 | 1998 |  | 50 | 10 | 2016 | 1.15% | 9985 | 998.5 | 1497.75 | 12481.25 | 143.5344 | 0 | 0 | 0 | 0 | 158.2466 | 0 | 0 | 0 | 0 | 0 | 0 | 0 | 0 | 0 | 257.7671 | 0 | 0 | 0 | 0 | 0 | 0 | 0 | 0 | 0 | 419.8755 | 0 | 40736.318 | 0 | 0 | 0 | 0 | 0 | 0 | 0 | 683.9329 | 0 | 0 | 0 | 0 | 0 | 0 | 0 | 0 | 0 | 1114.0546 | 0
540 | PVC | 6 | 1998 |  | 50 | 10 | 2016 | 1.15% | 9985 | 998.5 | 1497.75 | 12481.25 | 143.5344 | 0 | 0 | 0 | 0 | 158.2466 | 0 | 0 | 0 | 0 | 0 | 0 | 0 | 0 | 0 | 257.7671 | 0 | 0 | 0 | 0 | 0 | 0 | 0 | 0 | 0 | 419.8755 | 0 | 40736.318 | 0 | 0 | 0 | 0 | 0 | 0 | 0 | 683.9329 | 0 | 0 | 0 | 0 | 0 | 0 | 0 | 0 | 0 | 1114.0546 | 0
481 | PVC | 6 | 1998 |  | 50 | 10 | 2016 | 1.15% | 9985 | 998.5 | 1497.75 | 12481.25 | 143.5344 | 0 | 0 | 0 | 0 | 158.2466 | 0 | 0 | 0 | 0 | 0 | 0 | 0 | 0 | 0 | 257.7671 | 0 | 0 | 0 | 0 | 0 | 0 | 0 | 0 | 0 | 419.8755 | 0 | 40736.318 | 0 | 0 | 0 | 0 | 0 | 0 | 0 | 683.9329 | 0 | 0 | 0 | 0 | 0 | 0 | 0 | 0 | 0 | 1114.0546 | 0
418 | PVC | 6 | 1998 |  | 50 | 10 | 2016 | 1.15% | 9985 | 998.5 | 1497.75 | 12481.25 | 143.5344 | 0 | 0 | 0 | 0 | 158.2466 | 0 | 0 | 0 | 0 | 0 | 0 | 0 | 0 | 0 | 257.7671 | 0 | 0 | 0 | 0 | 0 | 0 | 0 | 0 | 0 | 419.8755 | 0 | 40736.318 | 0 | 0 | 0 | 0 | 0 | 0 | 0 | 683.9329 | 0 | 0 | 0 | 0 | 0 | 0 | 0 | 0 | 0 | 1114.0546 | 0
271 | PVC | 6 | 1998 |  | 50 | 10 | 2016 | 1.15% | 9985 | 998.5 | 1497.75 | 12481.25 | 143.5344 | 0 | 0 | 0 | 0 | 158.2466 | 0 | 0 | 0 | 0 | 0 | 0 | 0 | 0 | 0 | 257.7671 | 0 | 0 | 0 | 0 | 0 | 0 | 0 | 0 | 0 | 419.8755 | 0 | 40736.318 | 0 | 0 | 0 | 0 | 0 | 0 | 0 | 683.9329 | 0 | 0 | 0 | 0 | 0 | 0 | 0 | 0 | 0 | 1114.0546 | 0
246 | PVC | 6 | 1998 |  | 50 | 10 | 2016 | 1.15% | 9985 | 998.5 | 1497.75 | 12481.25 | 143.5344 | 0 | 0 | 0 | 0 | 158.2466 | 0 | 0 | 0 | 0 | 0 | 0 | 0 | 0 | 0 | 257.7671 | 0 | 0 | 0 | 0 | 0 | 0 | 0 | 0 | 0 | 419.8755 | 0 | 40736.318 | 0 | 0 | 0 | 0 | 0 | 0 | 0 | 683.9329 | 0 | 0 | 0 | 0 | 0 | 0 | 0 | 0 | 0 | 1114.0546 | 0
152 | PVC | 6 | 1998 |  | 50 | 10 | 2016 | 1.15% | 9985 | 998.5 | 1497.75 | 12481.25 | 143.5344 | 0 | 0 | 0 | 0 | 158.2466 | 0 | 0 | 0 | 0 | 0 | 0 | 0 | 0 | 0 | 257.7671 | 0 | 0 | 0 | 0 | 0 | 0 | 0 | 0 | 0 | 419.8755 | 0 | 40736.318 | 0 | 0 | 0 | 0 | 0 | 0 | 0 | 683.9329 | 0 | 0 | 0 | 0 | 0 | 0 | 0 | 0 | 0 | 1114.0546 | 0
151 | PVC | 6 | 1998 | SALVAGED AND MOVED WITH COSTCO IN 2012 | 50 | 10 | 2016 | 1.15% | 9985 | 998.5 | 1497.75 | 12481.25 | 143.5344 | 0 | 0 | 0 | 0 | 158.2466 | 0 | 0 | 0 | 0 | 0 | 0 | 0 | 0 | 0 | 257.7671 | 0 | 0 | 0 | 0 | 0 | 0 | 0 | 0 | 0 | 419.8755 | 0 | 40736.318 | 0 | 0 | 0 | 0 | 0 | 0 | 0 | 683.9329 | 0 | 0 | 0 | 0 | 0 | 0 | 0 | 0 | 0 | 1114.0546 | 0
150 | PVC | 6 | 1998 |  | 50 | 10 | 2016 | 1.15% | 9985 | 998.5 | 1497.75 | 12481.25 | 143.5344 | 0 | 0 | 0 | 0 | 158.2466 | 0 | 0 | 0 | 0 | 0 | 0 | 0 | 0 | 0 | 257.7671 | 0 | 0 | 0 | 0 | 0 | 0 | 0 | 0 | 0 | 419.8755 | 0 | 40736.318 | 0 | 0 | 0 | 0 | 0 | 0 | 0 | 683.9329 | 0 | 0 | 0 | 0 | 0 | 0 | 0 | 0 | 0 | 1114.0546 | 0
148 | PVC | 6 | 1998 |  | 50 | 10 | 2016 | 1.15% | 9985 | 998.5 | 1497.75 | 12481.25 | 143.5344 | 0 | 0 | 0 | 0 | 158.2466 | 0 | 0 | 0 | 0 | 0 | 0 | 0 | 0 | 0 | 257.7671 | 0 | 0 | 0 | 0 | 0 | 0 | 0 | 0 | 0 | 419.8755 | 0 | 40736.318 | 0 | 0 | 0 | 0 | 0 | 0 | 0 | 683.9329 | 0 | 0 | 0 | 0 | 0 | 0 | 0 | 0 | 0 | 1114.0546 | 0
147 | PVC | 6 | 1998 |  | 50 | 10 | 2016 | 1.15% | 9985 | 998.5 | 1497.75 | 12481.25 | 143.5344 | 0 | 0 | 0 | 0 | 158.2466 | 0 | 0 | 0 | 0 | 0 | 0 | 0 | 0 | 0 | 257.7671 | 0 | 0 | 0 | 0 | 0 | 0 | 0 | 0 | 0 | 419.8755 | 0 | 40736.318 | 0 | 0 | 0 | 0 | 0 | 0 | 0 | 683.9329 | 0 | 0 | 0 | 0 | 0 | 0 | 0 | 0 | 0 | 1114.0546 | 0
146 | PVC | 6 | 1998 |  | 50 | 10 | 2016 | 1.15% | 9985 | 998.5 | 1497.75 | 12481.25 | 143.5344 | 0 | 0 | 0 | 0 | 158.2466 | 0 | 0 | 0 | 0 | 0 | 0 | 0 | 0 | 0 | 257.7671 | 0 | 0 | 0 | 0 | 0 | 0 | 0 | 0 | 0 | 419.8755 | 0 | 40736.318 | 0 | 0 | 0 | 0 | 0 | 0 | 0 | 683.9329 | 0 | 0 | 0 | 0 | 0 | 0 | 0 | 0 | 0 | 1114.0546 | 0
144 | PVC | 6 | 1998 |  | 50 | 10 | 2016 | 1.15% | 9985 | 998.5 | 1497.75 | 12481.25 | 143.5344 | 0 | 0 | 0 | 0 | 158.2466 | 0 | 0 | 0 | 0 | 0 | 0 | 0 | 0 | 0 | 257.7671 | 0 | 0 | 0 | 0 | 0 | 0 | 0 | 0 | 0 | 419.8755 | 0 | 40736.318 | 0 | 0 | 0 | 0 | 0 | 0 | 0 | 683.9329 | 0 | 0 | 0 | 0 | 0 | 0 | 0 | 0 | 0 | 1114.0546 | 0
141 | PVC | 6 | 1998 |  | 50 | 10 | 2016 | 1.15% | 9985 | 998.5 | 1497.75 | 12481.25 | 143.5344 | 0 | 0 | 0 | 0 | 158.2466 | 0 | 0 | 0 | 0 | 0 | 0 | 0 | 0 | 0 | 257.7671 | 0 | 0 | 0 | 0 | 0 | 0 | 0 | 0 | 0 | 419.8755 | 0 | 40736.318 | 0 | 0 | 0 | 0 | 0 | 0 | 0 | 683.9329 | 0 | 0 | 0 | 0 | 0 | 0 | 0 | 0 | 0 | 1114.0546 | 0
139 | PVC | 6 | 1998 |  | 50 | 10 | 2016 | 1.15% | 9985 | 998.5 | 1497.75 | 12481.25 | 143.5344 | 0 | 0 | 0 | 0 | 158.2466 | 0 | 0 | 0 | 0 | 0 | 0 | 0 | 0 | 0 | 257.7671 | 0 | 0 | 0 | 0 | 0 | 0 | 0 | 0 | 0 | 419.8755 | 0 | 40736.318 | 0 | 0 | 0 | 0 | 0 | 0 | 0 | 683.9329 | 0 | 0 | 0 | 0 | 0 | 0 | 0 | 0 | 0 | 1114.0546 | 0
836 | PVC | 6 | 1999 |  | 50 | 10 | 2016 | 1.15% | 9985 | 998.5 | 1497.75 | 12481.25 | 143.5344 | 0 | 0 | 0 | 0 | 158.2466 | 0 | 0 | 0 | 0 | 0 | 0 | 0 | 0 | 0 | 257.7671 | 0 | 0 | 0 | 0 | 0 | 0 | 0 | 0 | 0 | 419.8755 | 0 | 0 | 42773.1339 | 0 | 0 | 0 | 0 | 0 | 0 | 683.9329 | 0 | 0 | 0 | 0 | 0 | 0 | 0 | 0 | 0 | 1114.0546 | 0
655 | PVC | 6 | 1999 |  | 50 | 10 | 2016 | 1.15% | 9985 | 998.5 | 1497.75 | 12481.25 | 143.5344 | 0 | 0 | 0 | 0 | 158.2466 | 0 | 0 | 0 | 0 | 0 | 0 | 0 | 0 | 0 | 257.7671 | 0 | 0 | 0 | 0 | 0 | 0 | 0 | 0 | 0 | 419.8755 | 0 | 0 | 42773.1339 | 0 | 0 | 0 | 0 | 0 | 0 | 683.9329 | 0 | 0 | 0 | 0 | 0 | 0 | 0 | 0 | 0 | 1114.0546 | 0
654 | PVC | 6 | 1999 |  | 50 | 10 | 2016 | 1.15% | 9985 | 998.5 | 1497.75 | 12481.25 | 143.5344 | 0 | 0 | 0 | 0 | 158.2466 | 0 | 0 | 0 | 0 | 0 | 0 | 0 | 0 | 0 | 257.7671 | 0 | 0 | 0 | 0 | 0 | 0 | 0 | 0 | 0 | 419.8755 | 0 | 0 | 42773.1339 | 0 | 0 | 0 | 0 | 0 | 0 | 683.9329 | 0 | 0 | 0 | 0 | 0 | 0 | 0 | 0 | 0 | 1114.0546 | 0
653 | PVC | 6 | 1999 |  | 50 | 10 | 2016 | 1.15% | 9985 | 998.5 | 1497.75 | 12481.25 | 143.5344 | 0 | 0 | 0 | 0 | 158.2466 | 0 | 0 | 0 | 0 | 0 | 0 | 0 | 0 | 0 | 257.7671 | 0 | 0 | 0 | 0 | 0 | 0 | 0 | 0 | 0 | 419.8755 | 0 | 0 | 42773.1339 | 0 | 0 | 0 | 0 | 0 | 0 | 683.9329 | 0 | 0 | 0 | 0 | 0 | 0 | 0 | 0 | 0 | 1114.0546 | 0
651 | PVC | 6 | 1999 |  | 50 | 10 | 2016 | 1.15% | 9985 | 998.5 | 1497.75 | 12481.25 | 143.5344 | 0 | 0 | 0 | 0 | 158.2466 | 0 | 0 | 0 | 0 | 0 | 0 | 0 | 0 | 0 | 257.7671 | 0 | 0 | 0 | 0 | 0 | 0 | 0 | 0 | 0 | 419.8755 | 0 | 0 | 42773.1339 | 0 | 0 | 0 | 0 | 0 | 0 | 683.9329 | 0 | 0 | 0 | 0 | 0 | 0 | 0 | 0 | 0 | 1114.0546 | 0
650 | PVC | 6 | 1999 |  | 50 | 10 | 2016 | 1.15% | 9985 | 998.5 | 1497.75 | 12481.25 | 143.5344 | 0 | 0 | 0 | 0 | 158.2466 | 0 | 0 | 0 | 0 | 0 | 0 | 0 | 0 | 0 | 257.7671 | 0 | 0 | 0 | 0 | 0 | 0 | 0 | 0 | 0 | 419.8755 | 0 | 0 | 42773.1339 | 0 | 0 | 0 | 0 | 0 | 0 | 683.9329 | 0 | 0 | 0 | 0 | 0 | 0 | 0 | 0 | 0 | 1114.0546 | 0
479 | PVC | 6 | 1999 |  | 50 | 10 | 2016 | 1.15% | 9985 | 998.5 | 1497.75 | 12481.25 | 143.5344 | 0 | 0 | 0 | 0 | 158.2466 | 0 | 0 | 0 | 0 | 0 | 0 | 0 | 0 | 0 | 257.7671 | 0 | 0 | 0 | 0 | 0 | 0 | 0 | 0 | 0 | 419.8755 | 0 | 0 | 42773.1339 | 0 | 0 | 0 | 0 | 0 | 0 | 683.9329 | 0 | 0 | 0 | 0 | 0 | 0 | 0 | 0 | 0 | 1114.0546 | 0
478 | PVC | 6 | 1999 |  | 50 | 10 | 2016 | 1.15% | 9985 | 998.5 | 1497.75 | 12481.25 | 143.5344 | 0 | 0 | 0 | 0 | 158.2466 | 0 | 0 | 0 | 0 | 0 | 0 | 0 | 0 | 0 | 257.7671 | 0 | 0 | 0 | 0 | 0 | 0 | 0 | 0 | 0 | 419.8755 | 0 | 0 | 42773.1339 | 0 | 0 | 0 | 0 | 0 | 0 | 683.9329 | 0 | 0 | 0 | 0 | 0 | 0 | 0 | 0 | 0 | 1114.0546 | 0
477 | PVC | 6 | 1999 |  | 50 | 10 | 2016 | 1.15% | 9985 | 998.5 | 1497.75 | 12481.25 | 143.5344 | 0 | 0 | 0 | 0 | 158.2466 | 0 | 0 | 0 | 0 | 0 | 0 | 0 | 0 | 0 | 257.7671 | 0 | 0 | 0 | 0 | 0 | 0 | 0 | 0 | 0 | 419.8755 | 0 | 0 | 42773.1339 | 0 | 0 | 0 | 0 | 0 | 0 | 683.9329 | 0 | 0 | 0 | 0 | 0 | 0 | 0 | 0 | 0 | 1114.0546 | 0
472 | PVC | 6 | 1999 |  | 50 | 10 | 2016 | 1.15% | 9985 | 998.5 | 1497.75 | 12481.25 | 143.5344 | 0 | 0 | 0 | 0 | 158.2466 | 0 | 0 | 0 | 0 | 0 | 0 | 0 | 0 | 0 | 257.7671 | 0 | 0 | 0 | 0 | 0 | 0 | 0 | 0 | 0 | 419.8755 | 0 | 0 | 42773.1339 | 0 | 0 | 0 | 0 | 0 | 0 | 683.9329 | 0 | 0 | 0 | 0 | 0 | 0 | 0 | 0 | 0 | 1114.0546 | 0
471 | PVC | 6 | 1999 |  | 50 | 10 | 2016 | 1.15% | 9985 | 998.5 | 1497.75 | 12481.25 | 143.5344 | 0 | 0 | 0 | 0 | 158.2466 | 0 | 0 | 0 | 0 | 0 | 0 | 0 | 0 | 0 | 257.7671 | 0 | 0 | 0 | 0 | 0 | 0 | 0 | 0 | 0 | 419.8755 | 0 | 0 | 42773.1339 | 0 | 0 | 0 | 0 | 0 | 0 | 683.9329 | 0 | 0 | 0 | 0 | 0 | 0 | 0 | 0 | 0 | 1114.0546 | 0
349 | PVC | 6 | 1999 |  | 50 | 10 | 2016 | 1.15% | 9985 | 998.5 | 1497.75 | 12481.25 | 143.5344 | 0 | 0 | 0 | 0 | 158.2466 | 0 | 0 | 0 | 0 | 0 | 0 | 0 | 0 | 0 | 257.7671 | 0 | 0 | 0 | 0 | 0 | 0 | 0 | 0 | 0 | 419.8755 | 0 | 0 | 42773.1339 | 0 | 0 | 0 | 0 | 0 | 0 | 683.9329 | 0 | 0 | 0 | 0 | 0 | 0 | 0 | 0 | 0 | 1114.0546 | 0
347 | PVC | 6 | 1999 |  | 50 | 10 | 2016 | 1.15% | 9985 | 998.5 | 1497.75 | 12481.25 | 143.5344 | 0 | 0 | 0 | 0 | 158.2466 | 0 | 0 | 0 | 0 | 0 | 0 | 0 | 0 | 0 | 257.7671 | 0 | 0 | 0 | 0 | 0 | 0 | 0 | 0 | 0 | 419.8755 | 0 | 0 | 42773.1339 | 0 | 0 | 0 | 0 | 0 | 0 | 683.9329 | 0 | 0 | 0 | 0 | 0 | 0 | 0 | 0 | 0 | 1114.0546 | 0
345 | PVC | 6 | 1999 |  | 50 | 10 | 2016 | 1.15% | 9985 | 998.5 | 1497.75 | 12481.25 | 143.5344 | 0 | 0 | 0 | 0 | 158.2466 | 0 | 0 | 0 | 0 | 0 | 0 | 0 | 0 | 0 | 257.7671 | 0 | 0 | 0 | 0 | 0 | 0 | 0 | 0 | 0 | 419.8755 | 0 | 0 | 42773.1339 | 0 | 0 | 0 | 0 | 0 | 0 | 683.9329 | 0 | 0 | 0 | 0 | 0 | 0 | 0 | 0 | 0 | 1114.0546 | 0
344 | PVC | 6 | 1999 |  | 50 | 10 | 2016 | 1.15% | 9985 | 998.5 | 1497.75 | 12481.25 | 143.5344 | 0 | 0 | 0 | 0 | 158.2466 | 0 | 0 | 0 | 0 | 0 | 0 | 0 | 0 | 0 | 257.7671 | 0 | 0 | 0 | 0 | 0 | 0 | 0 | 0 | 0 | 419.8755 | 0 | 0 | 42773.1339 | 0 | 0 | 0 | 0 | 0 | 0 | 683.9329 | 0 | 0 | 0 | 0 | 0 | 0 | 0 | 0 | 0 | 1114.0546 | 0
267 | PVC | 6 | 1999 |  | 50 | 10 | 2016 | 1.15% | 9985 | 998.5 | 1497.75 | 12481.25 | 143.5344 | 0 | 0 | 0 | 0 | 158.2466 | 0 | 0 | 0 | 0 | 0 | 0 | 0 | 0 | 0 | 257.7671 | 0 | 0 | 0 | 0 | 0 | 0 | 0 | 0 | 0 | 419.8755 | 0 | 0 | 42773.1339 | 0 | 0 | 0 | 0 | 0 | 0 | 683.9329 | 0 | 0 | 0 | 0 | 0 | 0 | 0 | 0 | 0 | 1114.0546 | 0
266 | PVC | 6 | 1999 |  | 50 | 10 | 2016 | 1.15% | 9985 | 998.5 | 1497.75 | 12481.25 | 143.5344 | 0 | 0 | 0 | 0 | 158.2466 | 0 | 0 | 0 | 0 | 0 | 0 | 0 | 0 | 0 | 257.7671 | 0 | 0 | 0 | 0 | 0 | 0 | 0 | 0 | 0 | 419.8755 | 0 | 0 | 42773.1339 | 0 | 0 | 0 | 0 | 0 | 0 | 683.9329 | 0 | 0 | 0 | 0 | 0 | 0 | 0 | 0 | 0 | 1114.0546 | 0
262 | PVC | 6 | 1999 |  | 50 | 10 | 2016 | 1.15% | 9985 | 998.5 | 1497.75 | 12481.25 | 143.5344 | 0 | 0 | 0 | 0 | 158.2466 | 0 | 0 | 0 | 0 | 0 | 0 | 0 | 0 | 0 | 257.7671 | 0 | 0 | 0 | 0 | 0 | 0 | 0 | 0 | 0 | 419.8755 | 0 | 0 | 42773.1339 | 0 | 0 | 0 | 0 | 0 | 0 | 683.9329 | 0 | 0 | 0 | 0 | 0 | 0 | 0 | 0 | 0 | 1114.0546 | 0
261 | PVC | 6 | 1999 |  | 50 | 10 | 2016 | 1.15% | 9985 | 998.5 | 1497.75 | 12481.25 | 143.5344 | 0 | 0 | 0 | 0 | 158.2466 | 0 | 0 | 0 | 0 | 0 | 0 | 0 | 0 | 0 | 257.7671 | 0 | 0 | 0 | 0 | 0 | 0 | 0 | 0 | 0 | 419.8755 | 0 | 0 | 42773.1339 | 0 | 0 | 0 | 0 | 0 | 0 | 683.9329 | 0 | 0 | 0 | 0 | 0 | 0 | 0 | 0 | 0 | 1114.0546 | 0
260 | PVC | 6 | 1999 |  | 50 | 10 | 2018 | 1.15% | 9985 | 998.5 | 1497.75 | 12481.25 | 143.5344 | 0 | 0 | 0 | 0 | 0 | 0 | 174.4669 | 0 | 0 | 0 | 0 | 0 | 0 | 0 | 0 | 0 | 284.1882 | 0 | 0 | 0 | 0 | 0 | 0 | 0 | 0 | 0 | 462.9127 | 42773.1339 | 0 | 0 | 0 | 0 | 0 | 0 | 0 | 0 | 754.036 | 0 | 0 | 0 | 0 | 0 | 0 | 0 | 0 | 0
213 | PVC | 6 | 1999 | ADJUSTED IN HEIGHT WITH FORTHUN ROAD ROUNDABOUT PROJECT SOUTH OF HOME DEPOT | 50 | 10 | 2018 | 1.15% | 9985 | 998.5 | 1497.75 | 12481.25 | 143.5344 | 0 | 0 | 0 | 0 | 0 | 0 | 174.4669 | 0 | 0 | 0 | 0 | 0 | 0 | 0 | 0 | 0 | 284.1882 | 0 | 0 | 0 | 0 | 0 | 0 | 0 | 0 | 0 | 462.9127 | 42773.1339 | 0 | 0 | 0 | 0 | 0 | 0 | 0 | 0 | 754.036 | 0 | 0 | 0 | 0 | 0 | 0 | 0 | 0 | 0
212 | PVC | 6 | 1999 |  | 50 | 10 | 2018 | 1.15% | 9985 | 998.5 | 1497.75 | 12481.25 | 143.5344 | 0 | 0 | 0 | 0 | 0 | 0 | 174.4669 | 0 | 0 | 0 | 0 | 0 | 0 | 0 | 0 | 0 | 284.1882 | 0 | 0 | 0 | 0 | 0 | 0 | 0 | 0 | 0 | 462.9127 | 42773.1339 | 0 | 0 | 0 | 0 | 0 | 0 | 0 | 0 | 754.036 | 0 | 0 | 0 | 0 | 0 | 0 | 0 | 0 | 0
154 | PVC | 6 | 1999 |  | 50 | 10 | 2018 | 1.15% | 9985 | 998.5 | 1497.75 | 12481.25 | 143.5344 | 0 | 0 | 0 | 0 | 0 | 0 | 174.4669 | 0 | 0 | 0 | 0 | 0 | 0 | 0 | 0 | 0 | 284.1882 | 0 | 0 | 0 | 0 | 0 | 0 | 0 | 0 | 0 | 462.9127 | 42773.1339 | 0 | 0 | 0 | 0 | 0 | 0 | 0 | 0 | 754.036 | 0 | 0 | 0 | 0 | 0 | 0 | 0 | 0 | 0
153 | PVC | 6 | 1999 |  | 50 | 10 | 2018 | 1.15% | 9985 | 998.5 | 1497.75 | 12481.25 | 143.5344 | 0 | 0 | 0 | 0 | 0 | 0 | 174.4669 | 0 | 0 | 0 | 0 | 0 | 0 | 0 | 0 | 0 | 284.1882 | 0 | 0 | 0 | 0 | 0 | 0 | 0 | 0 | 0 | 462.9127 | 42773.1339 | 0 | 0 | 0 | 0 | 0 | 0 | 0 | 0 | 754.036 | 0 | 0 | 0 | 0 | 0 | 0 | 0 | 0 | 0
734 | PVC | 6 | 2000 |  | 50 | 10 | 2018 | 1.15% | 9985 | 998.5 | 1497.75 | 12481.25 | 143.5344 | 0 | 0 | 0 | 0 | 0 | 0 | 174.4669 | 0 | 0 | 0 | 0 | 0 | 0 | 0 | 0 | 0 | 284.1882 | 0 | 0 | 0 | 0 | 0 | 0 | 0 | 0 | 0 | 462.9127 | 0 | 44911.7906 | 0 | 0 | 0 | 0 | 0 | 0 | 0 | 754.036 | 0 | 0 | 0 | 0 | 0 | 0 | 0 | 0 | 0
480 | PVC | 6 | 2000 |  | 50 | 10 | 2018 | 1.15% | 9985 | 998.5 | 1497.75 | 12481.25 | 143.5344 | 0 | 0 | 0 | 0 | 0 | 0 | 174.4669 | 0 | 0 | 0 | 0 | 0 | 0 | 0 | 0 | 0 | 284.1882 | 0 | 0 | 0 | 0 | 0 | 0 | 0 | 0 | 0 | 462.9127 | 0 | 44911.7906 | 0 | 0 | 0 | 0 | 0 | 0 | 0 | 754.036 | 0 | 0 | 0 | 0 | 0 | 0 | 0 | 0 | 0
476 | PVC | 6 | 2000 |  | 50 | 10 | 2018 | 1.15% | 9985 | 998.5 | 1497.75 | 12481.25 | 143.5344 | 0 | 0 | 0 | 0 | 0 | 0 | 174.4669 | 0 | 0 | 0 | 0 | 0 | 0 | 0 | 0 | 0 | 284.1882 | 0 | 0 | 0 | 0 | 0 | 0 | 0 | 0 | 0 | 462.9127 | 0 | 44911.7906 | 0 | 0 | 0 | 0 | 0 | 0 | 0 | 754.036 | 0 | 0 | 0 | 0 | 0 | 0 | 0 | 0 | 0
461 | PVC | 6 | 2000 |  | 50 | 10 | 2018 | 1.15% | 9985 | 998.5 | 1497.75 | 12481.25 | 143.5344 | 0 | 0 | 0 | 0 | 0 | 0 | 174.4669 | 0 | 0 | 0 | 0 | 0 | 0 | 0 | 0 | 0 | 284.1882 | 0 | 0 | 0 | 0 | 0 | 0 | 0 | 0 | 0 | 462.9127 | 0 | 44911.7906 | 0 | 0 | 0 | 0 | 0 | 0 | 0 | 754.036 | 0 | 0 | 0 | 0 | 0 | 0 | 0 | 0 | 0
460 | PVC | 6 | 2000 |  | 50 | 10 | 2018 | 1.15% | 9985 | 998.5 | 1497.75 | 12481.25 | 143.5344 | 0 | 0 | 0 | 0 | 0 | 0 | 174.4669 | 0 | 0 | 0 | 0 | 0 | 0 | 0 | 0 | 0 | 284.1882 | 0 | 0 | 0 | 0 | 0 | 0 | 0 | 0 | 0 | 462.9127 | 0 | 44911.7906 | 0 | 0 | 0 | 0 | 0 | 0 | 0 | 754.036 | 0 | 0 | 0 | 0 | 0 | 0 | 0 | 0 | 0
459 | PVC | 6 | 2000 |  | 50 | 10 | 2018 | 1.15% | 9985 | 998.5 | 1497.75 | 12481.25 | 143.5344 | 0 | 0 | 0 | 0 | 0 | 0 | 174.4669 | 0 | 0 | 0 | 0 | 0 | 0 | 0 | 0 | 0 | 284.1882 | 0 | 0 | 0 | 0 | 0 | 0 | 0 | 0 | 0 | 462.9127 | 0 | 44911.7906 | 0 | 0 | 0 | 0 | 0 | 0 | 0 | 754.036 | 0 | 0 | 0 | 0 | 0 | 0 | 0 | 0 | 0
458 | PVC | 6 | 2000 |  | 50 | 10 | 2018 | 1.15% | 9985 | 998.5 | 1497.75 | 12481.25 | 143.5344 | 0 | 0 | 0 | 0 | 0 | 0 | 174.4669 | 0 | 0 | 0 | 0 | 0 | 0 | 0 | 0 | 0 | 284.1882 | 0 | 0 | 0 | 0 | 0 | 0 | 0 | 0 | 0 | 462.9127 | 0 | 44911.7906 | 0 | 0 | 0 | 0 | 0 | 0 | 0 | 754.036 | 0 | 0 | 0 | 0 | 0 | 0 | 0 | 0 | 0
457 | PVC | 6 | 2000 |  | 50 | 10 | 2018 | 1.15% | 9985 | 998.5 | 1497.75 | 12481.25 | 143.5344 | 0 | 0 | 0 | 0 | 0 | 0 | 174.4669 | 0 | 0 | 0 | 0 | 0 | 0 | 0 | 0 | 0 | 284.1882 | 0 | 0 | 0 | 0 | 0 | 0 | 0 | 0 | 0 | 462.9127 | 0 | 44911.7906 | 0 | 0 | 0 | 0 | 0 | 0 | 0 | 754.036 | 0 | 0 | 0 | 0 | 0 | 0 | 0 | 0 | 0
456 | PVC | 6 | 2000 |  | 50 | 10 | 2018 | 1.15% | 9985 | 998.5 | 1497.75 | 12481.25 | 143.5344 | 0 | 0 | 0 | 0 | 0 | 0 | 174.4669 | 0 | 0 | 0 | 0 | 0 | 0 | 0 | 0 | 0 | 284.1882 | 0 | 0 | 0 | 0 | 0 | 0 | 0 | 0 | 0 | 462.9127 | 0 | 44911.7906 | 0 | 0 | 0 | 0 | 0 | 0 | 0 | 754.036 | 0 | 0 | 0 | 0 | 0 | 0 | 0 | 0 | 0
455 | PVC | 6 | 2000 |  | 50 | 10 | 2018 | 1.15% | 9985 | 998.5 | 1497.75 | 12481.25 | 143.5344 | 0 | 0 | 0 | 0 | 0 | 0 | 174.4669 | 0 | 0 | 0 | 0 | 0 | 0 | 0 | 0 | 0 | 284.1882 | 0 | 0 | 0 | 0 | 0 | 0 | 0 | 0 | 0 | 462.9127 | 0 | 44911.7906 | 0 | 0 | 0 | 0 | 0 | 0 | 0 | 754.036 | 0 | 0 | 0 | 0 | 0 | 0 | 0 | 0 | 0
398 | PVC | 6 | 2000 |  | 50 | 10 | 2018 | 1.15% | 9985 | 998.5 | 1497.75 | 12481.25 | 143.5344 | 0 | 0 | 0 | 0 | 0 | 0 | 174.4669 | 0 | 0 | 0 | 0 | 0 | 0 | 0 | 0 | 0 | 284.1882 | 0 | 0 | 0 | 0 | 0 | 0 | 0 | 0 | 0 | 462.9127 | 0 | 44911.7906 | 0 | 0 | 0 | 0 | 0 | 0 | 0 | 754.036 | 0 | 0 | 0 | 0 | 0 | 0 | 0 | 0 | 0
397 | PVC | 6 | 2000 |  | 50 | 10 | 2018 | 1.15% | 9985 | 998.5 | 1497.75 | 12481.25 | 143.5344 | 0 | 0 | 0 | 0 | 0 | 0 | 174.4669 | 0 | 0 | 0 | 0 | 0 | 0 | 0 | 0 | 0 | 284.1882 | 0 | 0 | 0 | 0 | 0 | 0 | 0 | 0 | 0 | 462.9127 | 0 | 44911.7906 | 0 | 0 | 0 | 0 | 0 | 0 | 0 | 754.036 | 0 | 0 | 0 | 0 | 0 | 0 | 0 | 0 | 0
396 | PVC | 6 | 2000 |  | 50 | 10 | 2018 | 1.15% | 9985 | 998.5 | 1497.75 | 12481.25 | 143.5344 | 0 | 0 | 0 | 0 | 0 | 0 | 174.4669 | 0 | 0 | 0 | 0 | 0 | 0 | 0 | 0 | 0 | 284.1882 | 0 | 0 | 0 | 0 | 0 | 0 | 0 | 0 | 0 | 462.9127 | 0 | 44911.7906 | 0 | 0 | 0 | 0 | 0 | 0 | 0 | 754.036 | 0 | 0 | 0 | 0 | 0 | 0 | 0 | 0 | 0
395 | PVC | 6 | 2000 |  | 50 | 10 | 2018 | 1.15% | 9985 | 998.5 | 1497.75 | 12481.25 | 143.5344 | 0 | 0 | 0 | 0 | 0 | 0 | 174.4669 | 0 | 0 | 0 | 0 | 0 | 0 | 0 | 0 | 0 | 284.1882 | 0 | 0 | 0 | 0 | 0 | 0 | 0 | 0 | 0 | 462.9127 | 0 | 44911.7906 | 0 | 0 | 0 | 0 | 0 | 0 | 0 | 754.036 | 0 | 0 | 0 | 0 | 0 | 0 | 0 | 0 | 0
286 | PVC | 6 | 2000 |  | 50 | 10 | 2018 | 1.15% | 9985 | 998.5 | 1497.75 | 12481.25 | 143.5344 | 0 | 0 | 0 | 0 | 0 | 0 | 174.4669 | 0 | 0 | 0 | 0 | 0 | 0 | 0 | 0 | 0 | 284.1882 | 0 | 0 | 0 | 0 | 0 | 0 | 0 | 0 | 0 | 462.9127 | 0 | 44911.7906 | 0 | 0 | 0 | 0 | 0 | 0 | 0 | 754.036 | 0 | 0 | 0 | 0 | 0 | 0 | 0 | 0 | 0
158 | PVC | 6 | 2000 |  | 50 | 10 | 2018 | 1.15% | 9985 | 998.5 | 1497.75 | 12481.25 | 143.5344 | 0 | 0 | 0 | 0 | 0 | 0 | 174.4669 | 0 | 0 | 0 | 0 | 0 | 0 | 0 | 0 | 0 | 284.1882 | 0 | 0 | 0 | 0 | 0 | 0 | 0 | 0 | 0 | 462.9127 | 0 | 44911.7906 | 0 | 0 | 0 | 0 | 0 | 0 | 0 | 754.036 | 0 | 0 | 0 | 0 | 0 | 0 | 0 | 0 | 0
157 | PVC | 6 | 2000 |  | 50 | 10 | 2018 | 1.15% | 9985 | 998.5 | 1497.75 | 12481.25 | 143.5344 | 0 | 0 | 0 | 0 | 0 | 0 | 174.4669 | 0 | 0 | 0 | 0 | 0 | 0 | 0 | 0 | 0 | 284.1882 | 0 | 0 | 0 | 0 | 0 | 0 | 0 | 0 | 0 | 462.9127 | 0 | 44911.7906 | 0 | 0 | 0 | 0 | 0 | 0 | 0 | 754.036 | 0 | 0 | 0 | 0 | 0 | 0 | 0 | 0 | 0
156 | PVC | 6 | 2000 |  | 50 | 10 | 2018 | 1.15% | 9985 | 998.5 | 1497.75 | 12481.25 | 143.5344 | 0 | 0 | 0 | 0 | 0 | 0 | 174.4669 | 0 | 0 | 0 | 0 | 0 | 0 | 0 | 0 | 0 | 284.1882 | 0 | 0 | 0 | 0 | 0 | 0 | 0 | 0 | 0 | 462.9127 | 0 | 44911.7906 | 0 | 0 | 0 | 0 | 0 | 0 | 0 | 754.036 | 0 | 0 | 0 | 0 | 0 | 0 | 0 | 0 | 0
155 | PVC | 6 | 2000 |  | 50 | 10 | 2018 | 1.15% | 9985 | 998.5 | 1497.75 | 12481.25 | 143.5344 | 0 | 0 | 0 | 0 | 0 | 0 | 174.4669 | 0 | 0 | 0 | 0 | 0 | 0 | 0 | 0 | 0 | 284.1882 | 0 | 0 | 0 | 0 | 0 | 0 | 0 | 0 | 0 | 462.9127 | 0 | 44911.7906 | 0 | 0 | 0 | 0 | 0 | 0 | 0 | 754.036 | 0 | 0 | 0 | 0 | 0 | 0 | 0 | 0 | 0
1001 | PVC (C900) | 6 | 2001 |  | 50 | 10 | 2018 | 1.15% | 9985 | 998.5 | 1497.75 | 12481.25 | 143.5344 | 0 | 0 | 0 | 0 | 0 | 0 | 174.4669 | 0 | 0 | 0 | 0 | 0 | 0 | 0 | 0 | 0 | 284.1882 | 0 | 0 | 0 | 0 | 0 | 0 | 0 | 0 | 0 | 462.9127 | 0 | 0 | 47157.3801 | 0 | 0 | 0 | 0 | 0 | 0 | 754.036 | 0 | 0 | 0 | 0 | 0 | 0 | 0 | 0 | 0
606 | PVC | 6 | 2001 |  | 50 | 10 | 2018 | 1.15% | 9985 | 998.5 | 1497.75 | 12481.25 | 143.5344 | 0 | 0 | 0 | 0 | 0 | 0 | 174.4669 | 0 | 0 | 0 | 0 | 0 | 0 | 0 | 0 | 0 | 284.1882 | 0 | 0 | 0 | 0 | 0 | 0 | 0 | 0 | 0 | 462.9127 | 0 | 0 | 47157.3801 | 0 | 0 | 0 | 0 | 0 | 0 | 754.036 | 0 | 0 | 0 | 0 | 0 | 0 | 0 | 0 | 0
508 | PVC | 6 | 2001 |  | 50 | 10 | 2018 | 1.15% | 9985 | 998.5 | 1497.75 | 12481.25 | 143.5344 | 0 | 0 | 0 | 0 | 0 | 0 | 174.4669 | 0 | 0 | 0 | 0 | 0 | 0 | 0 | 0 | 0 | 284.1882 | 0 | 0 | 0 | 0 | 0 | 0 | 0 | 0 | 0 | 462.9127 | 0 | 0 | 47157.3801 | 0 | 0 | 0 | 0 | 0 | 0 | 754.036 | 0 | 0 | 0 | 0 | 0 | 0 | 0 | 0 | 0
490 | PVC | 6 | 2001 |  | 50 | 10 | 2018 | 1.15% | 9985 | 998.5 | 1497.75 | 12481.25 | 143.5344 | 0 | 0 | 0 | 0 | 0 | 0 | 174.4669 | 0 | 0 | 0 | 0 | 0 | 0 | 0 | 0 | 0 | 284.1882 | 0 | 0 | 0 | 0 | 0 | 0 | 0 | 0 | 0 | 462.9127 | 0 | 0 | 47157.3801 | 0 | 0 | 0 | 0 | 0 | 0 | 754.036 | 0 | 0 | 0 | 0 | 0 | 0 | 0 | 0 | 0
489 | PVC | 6 | 2001 |  | 50 | 10 | 2018 | 1.15% | 9985 | 998.5 | 1497.75 | 12481.25 | 143.5344 | 0 | 0 | 0 | 0 | 0 | 0 | 174.4669 | 0 | 0 | 0 | 0 | 0 | 0 | 0 | 0 | 0 | 284.1882 | 0 | 0 | 0 | 0 | 0 | 0 | 0 | 0 | 0 | 462.9127 | 0 | 0 | 47157.3801 | 0 | 0 | 0 | 0 | 0 | 0 | 754.036 | 0 | 0 | 0 | 0 | 0 | 0 | 0 | 0 | 0
329 | PVC | 6 | 2001 |  | 50 | 10 | 2018 | 1.15% | 9985 | 998.5 | 1497.75 | 12481.25 | 143.5344 | 0 | 0 | 0 | 0 | 0 | 0 | 174.4669 | 0 | 0 | 0 | 0 | 0 | 0 | 0 | 0 | 0 | 284.1882 | 0 | 0 | 0 | 0 | 0 | 0 | 0 | 0 | 0 | 462.9127 | 0 | 0 | 47157.3801 | 0 | 0 | 0 | 0 | 0 | 0 | 754.036 | 0 | 0 | 0 | 0 | 0 | 0 | 0 | 0 | 0
328 | PVC | 6 | 2001 |  | 50 | 10 | 2018 | 1.15% | 9985 | 998.5 | 1497.75 | 12481.25 | 143.5344 | 0 | 0 | 0 | 0 | 0 | 0 | 174.4669 | 0 | 0 | 0 | 0 | 0 | 0 | 0 | 0 | 0 | 284.1882 | 0 | 0 | 0 | 0 | 0 | 0 | 0 | 0 | 0 | 462.9127 | 0 | 0 | 47157.3801 | 0 | 0 | 0 | 0 | 0 | 0 | 754.036 | 0 | 0 | 0 | 0 | 0 | 0 | 0 | 0 | 0
327 | PVC | 6 | 2001 |  | 50 | 10 | 2018 | 1.15% | 9985 | 998.5 | 1497.75 | 12481.25 | 143.5344 | 0 | 0 | 0 | 0 | 0 | 0 | 174.4669 | 0 | 0 | 0 | 0 | 0 | 0 | 0 | 0 | 0 | 284.1882 | 0 | 0 | 0 | 0 | 0 | 0 | 0 | 0 | 0 | 462.9127 | 0 | 0 | 47157.3801 | 0 | 0 | 0 | 0 | 0 | 0 | 754.036 | 0 | 0 | 0 | 0 | 0 | 0 | 0 | 0 | 0
293 | PVC | 6 | 2001 |  | 50 | 10 | 2018 | 1.15% | 9985 | 998.5 | 1497.75 | 12481.25 | 143.5344 | 0 | 0 | 0 | 0 | 0 | 0 | 174.4669 | 0 | 0 | 0 | 0 | 0 | 0 | 0 | 0 | 0 | 284.1882 | 0 | 0 | 0 | 0 | 0 | 0 | 0 | 0 | 0 | 462.9127 | 0 | 0 | 47157.3801 | 0 | 0 | 0 | 0 | 0 | 0 | 754.036 | 0 | 0 | 0 | 0 | 0 | 0 | 0 | 0 | 0
292 | PVC | 6 | 2001 |  | 50 | 10 | 2018 | 1.15% | 9985 | 998.5 | 1497.75 | 12481.25 | 143.5344 | 0 | 0 | 0 | 0 | 0 | 0 | 174.4669 | 0 | 0 | 0 | 0 | 0 | 0 | 0 | 0 | 0 | 284.1882 | 0 | 0 | 0 | 0 | 0 | 0 | 0 | 0 | 0 | 462.9127 | 0 | 0 | 47157.3801 | 0 | 0 | 0 | 0 | 0 | 0 | 754.036 | 0 | 0 | 0 | 0 | 0 | 0 | 0 | 0 | 0
291 | PVC | 6 | 2001 |  | 50 | 10 | 2018 | 1.15% | 9985 | 998.5 | 1497.75 | 12481.25 | 143.5344 | 0 | 0 | 0 | 0 | 0 | 0 | 174.4669 | 0 | 0 | 0 | 0 | 0 | 0 | 0 | 0 | 0 | 284.1882 | 0 | 0 | 0 | 0 | 0 | 0 | 0 | 0 | 0 | 462.9127 | 0 | 0 | 47157.3801 | 0 | 0 | 0 | 0 | 0 | 0 | 754.036 | 0 | 0 | 0 | 0 | 0 | 0 | 0 | 0 | 0
290 | PVC | 6 | 2001 |  | 50 | 10 | 2018 | 1.15% | 9985 | 998.5 | 1497.75 | 12481.25 | 143.5344 | 0 | 0 | 0 | 0 | 0 | 0 | 174.4669 | 0 | 0 | 0 | 0 | 0 | 0 | 0 | 0 | 0 | 284.1882 | 0 | 0 | 0 | 0 | 0 | 0 | 0 | 0 | 0 | 462.9127 | 0 | 0 | 47157.3801 | 0 | 0 | 0 | 0 | 0 | 0 | 754.036 | 0 | 0 | 0 | 0 | 0 | 0 | 0 | 0 | 0
289 | PVC | 6 | 2001 |  | 50 | 10 | 2018 | 1.15% | 9985 | 998.5 | 1497.75 | 12481.25 | 143.5344 | 0 | 0 | 0 | 0 | 0 | 0 | 174.4669 | 0 | 0 | 0 | 0 | 0 | 0 | 0 | 0 | 0 | 284.1882 | 0 | 0 | 0 | 0 | 0 | 0 | 0 | 0 | 0 | 462.9127 | 0 | 0 | 47157.3801 | 0 | 0 | 0 | 0 | 0 | 0 | 754.036 | 0 | 0 | 0 | 0 | 0 | 0 | 0 | 0 | 0
288 | PVC | 6 | 2001 |  | 50 | 10 | 2018 | 1.15% | 9985 | 998.5 | 1497.75 | 12481.25 | 143.5344 | 0 | 0 | 0 | 0 | 0 | 0 | 174.4669 | 0 | 0 | 0 | 0 | 0 | 0 | 0 | 0 | 0 | 284.1882 | 0 | 0 | 0 | 0 | 0 | 0 | 0 | 0 | 0 | 462.9127 | 0 | 0 | 47157.3801 | 0 | 0 | 0 | 0 | 0 | 0 | 754.036 | 0 | 0 | 0 | 0 | 0 | 0 | 0 | 0 | 0
287 | PVC | 6 | 2001 |  | 50 | 10 | 2018 | 1.15% | 9985 | 998.5 | 1497.75 | 12481.25 | 143.5344 | 0 | 0 | 0 | 0 | 0 | 0 | 174.4669 | 0 | 0 | 0 | 0 | 0 | 0 | 0 | 0 | 0 | 284.1882 | 0 | 0 | 0 | 0 | 0 | 0 | 0 | 0 | 0 | 462.9127 | 0 | 0 | 47157.3801 | 0 | 0 | 0 | 0 | 0 | 0 | 754.036 | 0 | 0 | 0 | 0 | 0 | 0 | 0 | 0 | 0
285 | PVC | 6 | 2001 |  | 50 | 10 | 2018 | 1.15% | 9985 | 998.5 | 1497.75 | 12481.25 | 143.5344 | 0 | 0 | 0 | 0 | 0 | 0 | 174.4669 | 0 | 0 | 0 | 0 | 0 | 0 | 0 | 0 | 0 | 284.1882 | 0 | 0 | 0 | 0 | 0 | 0 | 0 | 0 | 0 | 462.9127 | 0 | 0 | 47157.3801 | 0 | 0 | 0 | 0 | 0 | 0 | 754.036 | 0 | 0 | 0 | 0 | 0 | 0 | 0 | 0 | 0
284 | PVC | 6 | 2001 |  | 50 | 10 | 2018 | 1.15% | 9985 | 998.5 | 1497.75 | 12481.25 | 143.5344 | 0 | 0 | 0 | 0 | 0 | 0 | 174.4669 | 0 | 0 | 0 | 0 | 0 | 0 | 0 | 0 | 0 | 284.1882 | 0 | 0 | 0 | 0 | 0 | 0 | 0 | 0 | 0 | 462.9127 | 0 | 0 | 47157.3801 | 0 | 0 | 0 | 0 | 0 | 0 | 754.036 | 0 | 0 | 0 | 0 | 0 | 0 | 0 | 0 | 0
282 | PVC | 6 | 2001 |  | 50 | 10 | 2018 | 1.15% | 9985 | 998.5 | 1497.75 | 12481.25 | 143.5344 | 0 | 0 | 0 | 0 | 0 | 0 | 174.4669 | 0 | 0 | 0 | 0 | 0 | 0 | 0 | 0 | 0 | 284.1882 | 0 | 0 | 0 | 0 | 0 | 0 | 0 | 0 | 0 | 462.9127 | 0 | 0 | 47157.3801 | 0 | 0 | 0 | 0 | 0 | 0 | 754.036 | 0 | 0 | 0 | 0 | 0 | 0 | 0 | 0 | 0
281 | PVC | 6 | 2001 |  | 50 | 10 | 2018 | 1.15% | 9985 | 998.5 | 1497.75 | 12481.25 | 143.5344 | 0 | 0 | 0 | 0 | 0 | 0 | 174.4669 | 0 | 0 | 0 | 0 | 0 | 0 | 0 | 0 | 0 | 284.1882 | 0 | 0 | 0 | 0 | 0 | 0 | 0 | 0 | 0 | 462.9127 | 0 | 0 | 47157.3801 | 0 | 0 | 0 | 0 | 0 | 0 | 754.036 | 0 | 0 | 0 | 0 | 0 | 0 | 0 | 0 | 0
280 | PVC | 3 | 2001 |  | 50 | 10 | 2018 | 1.15% | 9985 | 998.5 | 1497.75 | 12481.25 | 143.5344 | 0 | 0 | 0 | 0 | 0 | 0 | 174.4669 | 0 | 0 | 0 | 0 | 0 | 0 | 0 | 0 | 0 | 284.1882 | 0 | 0 | 0 | 0 | 0 | 0 | 0 | 0 | 0 | 462.9127 | 0 | 0 | 47157.3801 | 0 | 0 | 0 | 0 | 0 | 0 | 754.036 | 0 | 0 | 0 | 0 | 0 | 0 | 0 | 0 | 0
279 | PVC | 6 | 2001 |  | 50 | 10 | 2018 | 1.15% | 9985 | 998.5 | 1497.75 | 12481.25 | 143.5344 | 0 | 0 | 0 | 0 | 0 | 0 | 174.4669 | 0 | 0 | 0 | 0 | 0 | 0 | 0 | 0 | 0 | 284.1882 | 0 | 0 | 0 | 0 | 0 | 0 | 0 | 0 | 0 | 462.9127 | 0 | 0 | 47157.3801 | 0 | 0 | 0 | 0 | 0 | 0 | 754.036 | 0 | 0 | 0 | 0 | 0 | 0 | 0 | 0 | 0
278 | PVC | 6 | 2001 |  | 50 | 10 | 2018 | 1.15% | 9985 | 998.5 | 1497.75 | 12481.25 | 143.5344 | 0 | 0 | 0 | 0 | 0 | 0 | 174.4669 | 0 | 0 | 0 | 0 | 0 | 0 | 0 | 0 | 0 | 284.1882 | 0 | 0 | 0 | 0 | 0 | 0 | 0 | 0 | 0 | 462.9127 | 0 | 0 | 47157.3801 | 0 | 0 | 0 | 0 | 0 | 0 | 754.036 | 0 | 0 | 0 | 0 | 0 | 0 | 0 | 0 | 0
277 | PVC | 6 | 2001 |  | 50 | 10 | 2018 | 1.15% | 9985 | 998.5 | 1497.75 | 12481.25 | 143.5344 | 0 | 0 | 0 | 0 | 0 | 0 | 174.4669 | 0 | 0 | 0 | 0 | 0 | 0 | 0 | 0 | 0 | 284.1882 | 0 | 0 | 0 | 0 | 0 | 0 | 0 | 0 | 0 | 462.9127 | 0 | 0 | 47157.3801 | 0 | 0 | 0 | 0 | 0 | 0 | 754.036 | 0 | 0 | 0 | 0 | 0 | 0 | 0 | 0 | 0
276 | PVC | 6 | 2001 |  | 50 | 10 | 2018 | 1.15% | 9985 | 998.5 | 1497.75 | 12481.25 | 143.5344 | 0 | 0 | 0 | 0 | 0 | 0 | 174.4669 | 0 | 0 | 0 | 0 | 0 | 0 | 0 | 0 | 0 | 284.1882 | 0 | 0 | 0 | 0 | 0 | 0 | 0 | 0 | 0 | 462.9127 | 0 | 0 | 47157.3801 | 0 | 0 | 0 | 0 | 0 | 0 | 754.036 | 0 | 0 | 0 | 0 | 0 | 0 | 0 | 0 | 0
275 | PVC | 6 | 2001 |  | 50 | 10 | 2018 | 1.15% | 9985 | 998.5 | 1497.75 | 12481.25 | 143.5344 | 0 | 0 | 0 | 0 | 0 | 0 | 174.4669 | 0 | 0 | 0 | 0 | 0 | 0 | 0 | 0 | 0 | 284.1882 | 0 | 0 | 0 | 0 | 0 | 0 | 0 | 0 | 0 | 462.9127 | 0 | 0 | 47157.3801 | 0 | 0 | 0 | 0 | 0 | 0 | 754.036 | 0 | 0 | 0 | 0 | 0 | 0 | 0 | 0 | 0
274 | PVC | 6 | 2001 |  | 50 | 10 | 2018 | 1.15% | 9985 | 998.5 | 1497.75 | 12481.25 | 143.5344 | 0 | 0 | 0 | 0 | 0 | 0 | 174.4669 | 0 | 0 | 0 | 0 | 0 | 0 | 0 | 0 | 0 | 284.1882 | 0 | 0 | 0 | 0 | 0 | 0 | 0 | 0 | 0 | 462.9127 | 0 | 0 | 47157.3801 | 0 | 0 | 0 | 0 | 0 | 0 | 754.036 | 0 | 0 | 0 | 0 | 0 | 0 | 0 | 0 | 0
273 | PVC | 6 | 2001 |  | 50 | 10 | 2018 | 1.15% | 9985 | 998.5 | 1497.75 | 12481.25 | 143.5344 | 0 | 0 | 0 | 0 | 0 | 0 | 174.4669 | 0 | 0 | 0 | 0 | 0 | 0 | 0 | 0 | 0 | 284.1882 | 0 | 0 | 0 | 0 | 0 | 0 | 0 | 0 | 0 | 462.9127 | 0 | 0 | 47157.3801 | 0 | 0 | 0 | 0 | 0 | 0 | 754.036 | 0 | 0 | 0 | 0 | 0 | 0 | 0 | 0 | 0
272 | PVC | 6 | 2001 |  | 50 | 10 | 2018 | 1.15% | 9985 | 998.5 | 1497.75 | 12481.25 | 143.5344 | 0 | 0 | 0 | 0 | 0 | 0 | 174.4669 | 0 | 0 | 0 | 0 | 0 | 0 | 0 | 0 | 0 | 284.1882 | 0 | 0 | 0 | 0 | 0 | 0 | 0 | 0 | 0 | 462.9127 | 0 | 0 | 47157.3801 | 0 | 0 | 0 | 0 | 0 | 0 | 754.036 | 0 | 0 | 0 | 0 | 0 | 0 | 0 | 0 | 0
14 | PVC | 6 | 2001 |  | 50 | 10 | 2018 | 1.15% | 9985 | 998.5 | 1497.75 | 12481.25 | 143.5344 | 0 | 0 | 0 | 0 | 0 | 0 | 174.4669 | 0 | 0 | 0 | 0 | 0 | 0 | 0 | 0 | 0 | 284.1882 | 0 | 0 | 0 | 0 | 0 | 0 | 0 | 0 | 0 | 462.9127 | 0 | 0 | 47157.3801 | 0 | 0 | 0 | 0 | 0 | 0 | 754.036 | 0 | 0 | 0 | 0 | 0 | 0 | 0 | 0 | 0
13 | PVC | 6 | 2001 |  | 50 | 10 | 2018 | 1.15% | 9985 | 998.5 | 1497.75 | 12481.25 | 143.5344 | 0 | 0 | 0 | 0 | 0 | 0 | 174.4669 | 0 | 0 | 0 | 0 | 0 | 0 | 0 | 0 | 0 | 284.1882 | 0 | 0 | 0 | 0 | 0 | 0 | 0 | 0 | 0 | 462.9127 | 0 | 0 | 47157.3801 | 0 | 0 | 0 | 0 | 0 | 0 | 754.036 | 0 | 0 | 0 | 0 | 0 | 0 | 0 | 0 | 0
735 | PVC | 6 | 2002 |  | 50 | 10 | 2018 | 1.15% | 9985 | 998.5 | 1497.75 | 12481.25 | 143.5344 | 0 | 0 | 0 | 0 | 0 | 0 | 174.4669 | 0 | 0 | 0 | 0 | 0 | 0 | 0 | 0 | 0 | 284.1882 | 0 | 0 | 0 | 0 | 0 | 0 | 0 | 0 | 0 | 462.9127 | 0 | 0 | 0 | 49515.2492 | 0 | 0 | 0 | 0 | 0 | 754.036 | 0 | 0 | 0 | 0 | 0 | 0 | 0 | 0 | 0
730 | PVC | 6 | 2002 |  | 50 | 10 | 2018 | 1.15% | 9985 | 998.5 | 1497.75 | 12481.25 | 143.5344 | 0 | 0 | 0 | 0 | 0 | 0 | 174.4669 | 0 | 0 | 0 | 0 | 0 | 0 | 0 | 0 | 0 | 284.1882 | 0 | 0 | 0 | 0 | 0 | 0 | 0 | 0 | 0 | 462.9127 | 0 | 0 | 0 | 49515.2492 | 0 | 0 | 0 | 0 | 0 | 754.036 | 0 | 0 | 0 | 0 | 0 | 0 | 0 | 0 | 0
717 | PVC | 6 | 2002 |  | 50 | 10 | 2018 | 1.15% | 9985 | 998.5 | 1497.75 | 12481.25 | 143.5344 | 0 | 0 | 0 | 0 | 0 | 0 | 174.4669 | 0 | 0 | 0 | 0 | 0 | 0 | 0 | 0 | 0 | 284.1882 | 0 | 0 | 0 | 0 | 0 | 0 | 0 | 0 | 0 | 462.9127 | 0 | 0 | 0 | 49515.2492 | 0 | 0 | 0 | 0 | 0 | 754.036 | 0 | 0 | 0 | 0 | 0 | 0 | 0 | 0 | 0
716 | PVC | 6 | 2002 |  | 50 | 10 | 2018 | 1.15% | 9985 | 998.5 | 1497.75 | 12481.25 | 143.5344 | 0 | 0 | 0 | 0 | 0 | 0 | 174.4669 | 0 | 0 | 0 | 0 | 0 | 0 | 0 | 0 | 0 | 284.1882 | 0 | 0 | 0 | 0 | 0 | 0 | 0 | 0 | 0 | 462.9127 | 0 | 0 | 0 | 49515.2492 | 0 | 0 | 0 | 0 | 0 | 754.036 | 0 | 0 | 0 | 0 | 0 | 0 | 0 | 0 | 0
714 | PVC | 6 | 2002 |  | 50 | 10 | 2018 | 1.15% | 9985 | 998.5 | 1497.75 | 12481.25 | 143.5344 | 0 | 0 | 0 | 0 | 0 | 0 | 174.4669 | 0 | 0 | 0 | 0 | 0 | 0 | 0 | 0 | 0 | 284.1882 | 0 | 0 | 0 | 0 | 0 | 0 | 0 | 0 | 0 | 462.9127 | 0 | 0 | 0 | 49515.2492 | 0 | 0 | 0 | 0 | 0 | 754.036 | 0 | 0 | 0 | 0 | 0 | 0 | 0 | 0 | 0
691 | PVC | 6 | 2002 |  | 50 | 10 | 2018 | 1.15% | 9985 | 998.5 | 1497.75 | 12481.25 | 143.5344 | 0 | 0 | 0 | 0 | 0 | 0 | 174.4669 | 0 | 0 | 0 | 0 | 0 | 0 | 0 | 0 | 0 | 284.1882 | 0 | 0 | 0 | 0 | 0 | 0 | 0 | 0 | 0 | 462.9127 | 0 | 0 | 0 | 49515.2492 | 0 | 0 | 0 | 0 | 0 | 754.036 | 0 | 0 | 0 | 0 | 0 | 0 | 0 | 0 | 0
690 | PVC | 6 | 2002 |  | 50 | 10 | 2018 | 1.15% | 9985 | 998.5 | 1497.75 | 12481.25 | 143.5344 | 0 | 0 | 0 | 0 | 0 | 0 | 174.4669 | 0 | 0 | 0 | 0 | 0 | 0 | 0 | 0 | 0 | 284.1882 | 0 | 0 | 0 | 0 | 0 | 0 | 0 | 0 | 0 | 462.9127 | 0 | 0 | 0 | 49515.2492 | 0 | 0 | 0 | 0 | 0 | 754.036 | 0 | 0 | 0 | 0 | 0 | 0 | 0 | 0 | 0
689 | PVC | 6 | 2002 |  | 50 | 10 | 2018 | 1.15% | 9985 | 998.5 | 1497.75 | 12481.25 | 143.5344 | 0 | 0 | 0 | 0 | 0 | 0 | 174.4669 | 0 | 0 | 0 | 0 | 0 | 0 | 0 | 0 | 0 | 284.1882 | 0 | 0 | 0 | 0 | 0 | 0 | 0 | 0 | 0 | 462.9127 | 0 | 0 | 0 | 49515.2492 | 0 | 0 | 0 | 0 | 0 | 754.036 | 0 | 0 | 0 | 0 | 0 | 0 | 0 | 0 | 0
688 | PVC | 6 | 2002 |  | 50 | 10 | 2018 | 1.15% | 9985 | 998.5 | 1497.75 | 12481.25 | 143.5344 | 0 | 0 | 0 | 0 | 0 | 0 | 174.4669 | 0 | 0 | 0 | 0 | 0 | 0 | 0 | 0 | 0 | 284.1882 | 0 | 0 | 0 | 0 | 0 | 0 | 0 | 0 | 0 | 462.9127 | 0 | 0 | 0 | 49515.2492 | 0 | 0 | 0 | 0 | 0 | 754.036 | 0 | 0 | 0 | 0 | 0 | 0 | 0 | 0 | 0
687 | PVC | 6 | 2002 |  | 50 | 10 | 2018 | 1.15% | 9985 | 998.5 | 1497.75 | 12481.25 | 143.5344 | 0 | 0 | 0 | 0 | 0 | 0 | 174.4669 | 0 | 0 | 0 | 0 | 0 | 0 | 0 | 0 | 0 | 284.1882 | 0 | 0 | 0 | 0 | 0 | 0 | 0 | 0 | 0 | 462.9127 | 0 | 0 | 0 | 49515.2492 | 0 | 0 | 0 | 0 | 0 | 754.036 | 0 | 0 | 0 | 0 | 0 | 0 | 0 | 0 | 0
652 | PVC | 6 | 2002 |  | 50 | 10 | 2018 | 1.15% | 9985 | 998.5 | 1497.75 | 12481.25 | 143.5344 | 0 | 0 | 0 | 0 | 0 | 0 | 174.4669 | 0 | 0 | 0 | 0 | 0 | 0 | 0 | 0 | 0 | 284.1882 | 0 | 0 | 0 | 0 | 0 | 0 | 0 | 0 | 0 | 462.9127 | 0 | 0 | 0 | 49515.2492 | 0 | 0 | 0 | 0 | 0 | 754.036 | 0 | 0 | 0 | 0 | 0 | 0 | 0 | 0 | 0
592 | PVC | 6 | 2002 |  | 50 | 10 | 2018 | 1.15% | 9985 | 998.5 | 1497.75 | 12481.25 | 143.5344 | 0 | 0 | 0 | 0 | 0 | 0 | 174.4669 | 0 | 0 | 0 | 0 | 0 | 0 | 0 | 0 | 0 | 284.1882 | 0 | 0 | 0 | 0 | 0 | 0 | 0 | 0 | 0 | 462.9127 | 0 | 0 | 0 | 49515.2492 | 0 | 0 | 0 | 0 | 0 | 754.036 | 0 | 0 | 0 | 0 | 0 | 0 | 0 | 0 | 0
591 | PVC | 6 | 2002 |  | 50 | 10 | 2018 | 1.15% | 9985 | 998.5 | 1497.75 | 12481.25 | 143.5344 | 0 | 0 | 0 | 0 | 0 | 0 | 174.4669 | 0 | 0 | 0 | 0 | 0 | 0 | 0 | 0 | 0 | 284.1882 | 0 | 0 | 0 | 0 | 0 | 0 | 0 | 0 | 0 | 462.9127 | 0 | 0 | 0 | 49515.2492 | 0 | 0 | 0 | 0 | 0 | 754.036 | 0 | 0 | 0 | 0 | 0 | 0 | 0 | 0 | 0
590 | PVC | 6 | 2002 |  | 50 | 10 | 2018 | 1.15% | 9985 | 998.5 | 1497.75 | 12481.25 | 143.5344 | 0 | 0 | 0 | 0 | 0 | 0 | 174.4669 | 0 | 0 | 0 | 0 | 0 | 0 | 0 | 0 | 0 | 284.1882 | 0 | 0 | 0 | 0 | 0 | 0 | 0 | 0 | 0 | 462.9127 | 0 | 0 | 0 | 49515.2492 | 0 | 0 | 0 | 0 | 0 | 754.036 | 0 | 0 | 0 | 0 | 0 | 0 | 0 | 0 | 0
589 | PVC | 6 | 2002 |  | 50 | 10 | 2018 | 1.15% | 9985 | 998.5 | 1497.75 | 12481.25 | 143.5344 | 0 | 0 | 0 | 0 | 0 | 0 | 174.4669 | 0 | 0 | 0 | 0 | 0 | 0 | 0 | 0 | 0 | 284.1882 | 0 | 0 | 0 | 0 | 0 | 0 | 0 | 0 | 0 | 462.9127 | 0 | 0 | 0 | 49515.2492 | 0 | 0 | 0 | 0 | 0 | 754.036 | 0 | 0 | 0 | 0 | 0 | 0 | 0 | 0 | 0
588 | PVC | 6 | 2002 |  | 50 | 10 | 2018 | 1.15% | 9985 | 998.5 | 1497.75 | 12481.25 | 143.5344 | 0 | 0 | 0 | 0 | 0 | 0 | 174.4669 | 0 | 0 | 0 | 0 | 0 | 0 | 0 | 0 | 0 | 284.1882 | 0 | 0 | 0 | 0 | 0 | 0 | 0 | 0 | 0 | 462.9127 | 0 | 0 | 0 | 49515.2492 | 0 | 0 | 0 | 0 | 0 | 754.036 | 0 | 0 | 0 | 0 | 0 | 0 | 0 | 0 | 0
587 | PVC | 6 | 2002 |  | 50 | 10 | 2018 | 1.15% | 9985 | 998.5 | 1497.75 | 12481.25 | 143.5344 | 0 | 0 | 0 | 0 | 0 | 0 | 174.4669 | 0 | 0 | 0 | 0 | 0 | 0 | 0 | 0 | 0 | 284.1882 | 0 | 0 | 0 | 0 | 0 | 0 | 0 | 0 | 0 | 462.9127 | 0 | 0 | 0 | 49515.2492 | 0 | 0 | 0 | 0 | 0 | 754.036 | 0 | 0 | 0 | 0 | 0 | 0 | 0 | 0 | 0
586 | PVC | 6 | 2002 |  | 50 | 10 | 2018 | 1.15% | 9985 | 998.5 | 1497.75 | 12481.25 | 143.5344 | 0 | 0 | 0 | 0 | 0 | 0 | 174.4669 | 0 | 0 | 0 | 0 | 0 | 0 | 0 | 0 | 0 | 284.1882 | 0 | 0 | 0 | 0 | 0 | 0 | 0 | 0 | 0 | 462.9127 | 0 | 0 | 0 | 49515.2492 | 0 | 0 | 0 | 0 | 0 | 754.036 | 0 | 0 | 0 | 0 | 0 | 0 | 0 | 0 | 0
585 | PVC | 6 | 2002 |  | 50 | 10 | 2018 | 1.15% | 9985 | 998.5 | 1497.75 | 12481.25 | 143.5344 | 0 | 0 | 0 | 0 | 0 | 0 | 174.4669 | 0 | 0 | 0 | 0 | 0 | 0 | 0 | 0 | 0 | 284.1882 | 0 | 0 | 0 | 0 | 0 | 0 | 0 | 0 | 0 | 462.9127 | 0 | 0 | 0 | 49515.2492 | 0 | 0 | 0 | 0 | 0 | 754.036 | 0 | 0 | 0 | 0 | 0 | 0 | 0 | 0 | 0
584 | PVC | 6 | 2002 |  | 50 | 10 | 2018 | 1.15% | 9985 | 998.5 | 1497.75 | 12481.25 | 143.5344 | 0 | 0 | 0 | 0 | 0 | 0 | 174.4669 | 0 | 0 | 0 | 0 | 0 | 0 | 0 | 0 | 0 | 284.1882 | 0 | 0 | 0 | 0 | 0 | 0 | 0 | 0 | 0 | 462.9127 | 0 | 0 | 0 | 49515.2492 | 0 | 0 | 0 | 0 | 0 | 754.036 | 0 | 0 | 0 | 0 | 0 | 0 | 0 | 0 | 0
583 | PVC | 6 | 2002 |  | 50 | 10 | 2018 | 1.15% | 9985 | 998.5 | 1497.75 | 12481.25 | 143.5344 | 0 | 0 | 0 | 0 | 0 | 0 | 174.4669 | 0 | 0 | 0 | 0 | 0 | 0 | 0 | 0 | 0 | 284.1882 | 0 | 0 | 0 | 0 | 0 | 0 | 0 | 0 | 0 | 462.9127 | 0 | 0 | 0 | 49515.2492 | 0 | 0 | 0 | 0 | 0 | 754.036 | 0 | 0 | 0 | 0 | 0 | 0 | 0 | 0 | 0
582 | PVC | 6 | 2002 |  | 50 | 10 | 2018 | 1.15% | 9985 | 998.5 | 1497.75 | 12481.25 | 143.5344 | 0 | 0 | 0 | 0 | 0 | 0 | 174.4669 | 0 | 0 | 0 | 0 | 0 | 0 | 0 | 0 | 0 | 284.1882 | 0 | 0 | 0 | 0 | 0 | 0 | 0 | 0 | 0 | 462.9127 | 0 | 0 | 0 | 49515.2492 | 0 | 0 | 0 | 0 | 0 | 754.036 | 0 | 0 | 0 | 0 | 0 | 0 | 0 | 0 | 0
581 | PVC | 6 | 2002 |  | 50 | 10 | 2018 | 1.15% | 9985 | 998.5 | 1497.75 | 12481.25 | 143.5344 | 0 | 0 | 0 | 0 | 0 | 0 | 174.4669 | 0 | 0 | 0 | 0 | 0 | 0 | 0 | 0 | 0 | 284.1882 | 0 | 0 | 0 | 0 | 0 | 0 | 0 | 0 | 0 | 462.9127 | 0 | 0 | 0 | 49515.2492 | 0 | 0 | 0 | 0 | 0 | 754.036 | 0 | 0 | 0 | 0 | 0 | 0 | 0 | 0 | 0
580 | PVC | 6 | 2002 |  | 50 | 10 | 2018 | 1.15% | 9985 | 998.5 | 1497.75 | 12481.25 | 143.5344 | 0 | 0 | 0 | 0 | 0 | 0 | 174.4669 | 0 | 0 | 0 | 0 | 0 | 0 | 0 | 0 | 0 | 284.1882 | 0 | 0 | 0 | 0 | 0 | 0 | 0 | 0 | 0 | 462.9127 | 0 | 0 | 0 | 49515.2492 | 0 | 0 | 0 | 0 | 0 | 754.036 | 0 | 0 | 0 | 0 | 0 | 0 | 0 | 0 | 0
579 | PVC | 6 | 2002 |  | 50 | 10 | 2018 | 1.15% | 9985 | 998.5 | 1497.75 | 12481.25 | 143.5344 | 0 | 0 | 0 | 0 | 0 | 0 | 174.4669 | 0 | 0 | 0 | 0 | 0 | 0 | 0 | 0 | 0 | 284.1882 | 0 | 0 | 0 | 0 | 0 | 0 | 0 | 0 | 0 | 462.9127 | 0 | 0 | 0 | 49515.2492 | 0 | 0 | 0 | 0 | 0 | 754.036 | 0 | 0 | 0 | 0 | 0 | 0 | 0 | 0 | 0
578 | PVC | 6 | 2002 |  | 50 | 10 | 2018 | 1.15% | 9985 | 998.5 | 1497.75 | 12481.25 | 143.5344 | 0 | 0 | 0 | 0 | 0 | 0 | 174.4669 | 0 | 0 | 0 | 0 | 0 | 0 | 0 | 0 | 0 | 284.1882 | 0 | 0 | 0 | 0 | 0 | 0 | 0 | 0 | 0 | 462.9127 | 0 | 0 | 0 | 49515.2492 | 0 | 0 | 0 | 0 | 0 | 754.036 | 0 | 0 | 0 | 0 | 0 | 0 | 0 | 0 | 0
569 | PVC | 6 | 2002 |  | 50 | 10 | 2018 | 1.15% | 9985 | 998.5 | 1497.75 | 12481.25 | 143.5344 | 0 | 0 | 0 | 0 | 0 | 0 | 174.4669 | 0 | 0 | 0 | 0 | 0 | 0 | 0 | 0 | 0 | 284.1882 | 0 | 0 | 0 | 0 | 0 | 0 | 0 | 0 | 0 | 462.9127 | 0 | 0 | 0 | 49515.2492 | 0 | 0 | 0 | 0 | 0 | 754.036 | 0 | 0 | 0 | 0 | 0 | 0 | 0 | 0 | 0
568 | PVC | 6 | 2002 |  | 50 | 10 | 2018 | 1.15% | 9985 | 998.5 | 1497.75 | 12481.25 | 143.5344 | 0 | 0 | 0 | 0 | 0 | 0 | 174.4669 | 0 | 0 | 0 | 0 | 0 | 0 | 0 | 0 | 0 | 284.1882 | 0 | 0 | 0 | 0 | 0 | 0 | 0 | 0 | 0 | 462.9127 | 0 | 0 | 0 | 49515.2492 | 0 | 0 | 0 | 0 | 0 | 754.036 | 0 | 0 | 0 | 0 | 0 | 0 | 0 | 0 | 0
498 | PVC | 6 | 2002 |  | 50 | 10 | 2018 | 1.15% | 9985 | 998.5 | 1497.75 | 12481.25 | 143.5344 | 0 | 0 | 0 | 0 | 0 | 0 | 174.4669 | 0 | 0 | 0 | 0 | 0 | 0 | 0 | 0 | 0 | 284.1882 | 0 | 0 | 0 | 0 | 0 | 0 | 0 | 0 | 0 | 462.9127 | 0 | 0 | 0 | 49515.2492 | 0 | 0 | 0 | 0 | 0 | 754.036 | 0 | 0 | 0 | 0 | 0 | 0 | 0 | 0 | 0
497 | PVC | 6 | 2002 |  | 50 | 10 | 2018 | 1.15% | 9985 | 998.5 | 1497.75 | 12481.25 | 143.5344 | 0 | 0 | 0 | 0 | 0 | 0 | 174.4669 | 0 | 0 | 0 | 0 | 0 | 0 | 0 | 0 | 0 | 284.1882 | 0 | 0 | 0 | 0 | 0 | 0 | 0 | 0 | 0 | 462.9127 | 0 | 0 | 0 | 49515.2492 | 0 | 0 | 0 | 0 | 0 | 754.036 | 0 | 0 | 0 | 0 | 0 | 0 | 0 | 0 | 0
496 | PVC | 6 | 2002 |  | 50 | 10 | 2018 | 1.15% | 9985 | 998.5 | 1497.75 | 12481.25 | 143.5344 | 0 | 0 | 0 | 0 | 0 | 0 | 174.4669 | 0 | 0 | 0 | 0 | 0 | 0 | 0 | 0 | 0 | 284.1882 | 0 | 0 | 0 | 0 | 0 | 0 | 0 | 0 | 0 | 462.9127 | 0 | 0 | 0 | 49515.2492 | 0 | 0 | 0 | 0 | 0 | 754.036 | 0 | 0 | 0 | 0 | 0 | 0 | 0 | 0 | 0
495 | PVC | 6 | 2002 |  | 50 | 10 | 2018 | 1.15% | 9985 | 998.5 | 1497.75 | 12481.25 | 143.5344 | 0 | 0 | 0 | 0 | 0 | 0 | 174.4669 | 0 | 0 | 0 | 0 | 0 | 0 | 0 | 0 | 0 | 284.1882 | 0 | 0 | 0 | 0 | 0 | 0 | 0 | 0 | 0 | 462.9127 | 0 | 0 | 0 | 49515.2492 | 0 | 0 | 0 | 0 | 0 | 754.036 | 0 | 0 | 0 | 0 | 0 | 0 | 0 | 0 | 0
494 | PVC | 6 | 2002 |  | 50 | 10 | 2018 | 1.15% | 9985 | 998.5 | 1497.75 | 12481.25 | 143.5344 | 0 | 0 | 0 | 0 | 0 | 0 | 174.4669 | 0 | 0 | 0 | 0 | 0 | 0 | 0 | 0 | 0 | 284.1882 | 0 | 0 | 0 | 0 | 0 | 0 | 0 | 0 | 0 | 462.9127 | 0 | 0 | 0 | 49515.2492 | 0 | 0 | 0 | 0 | 0 | 754.036 | 0 | 0 | 0 | 0 | 0 | 0 | 0 | 0 | 0
475 | PVC | 6 | 2002 |  | 50 | 10 | 2018 | 1.15% | 9985 | 998.5 | 1497.75 | 12481.25 | 143.5344 | 0 | 0 | 0 | 0 | 0 | 0 | 174.4669 | 0 | 0 | 0 | 0 | 0 | 0 | 0 | 0 | 0 | 284.1882 | 0 | 0 | 0 | 0 | 0 | 0 | 0 | 0 | 0 | 462.9127 | 0 | 0 | 0 | 49515.2492 | 0 | 0 | 0 | 0 | 0 | 754.036 | 0 | 0 | 0 | 0 | 0 | 0 | 0 | 0 | 0
474 | PVC | 6 | 2002 |  | 50 | 10 | 2018 | 1.15% | 9985 | 998.5 | 1497.75 | 12481.25 | 143.5344 | 0 | 0 | 0 | 0 | 0 | 0 | 174.4669 | 0 | 0 | 0 | 0 | 0 | 0 | 0 | 0 | 0 | 284.1882 | 0 | 0 | 0 | 0 | 0 | 0 | 0 | 0 | 0 | 462.9127 | 0 | 0 | 0 | 49515.2492 | 0 | 0 | 0 | 0 | 0 | 754.036 | 0 | 0 | 0 | 0 | 0 | 0 | 0 | 0 | 0
473 | PVC | 6 | 2002 |  | 50 | 10 | 2018 | 1.15% | 9985 | 998.5 | 1497.75 | 12481.25 | 143.5344 | 0 | 0 | 0 | 0 | 0 | 0 | 174.4669 | 0 | 0 | 0 | 0 | 0 | 0 | 0 | 0 | 0 | 284.1882 | 0 | 0 | 0 | 0 | 0 | 0 | 0 | 0 | 0 | 462.9127 | 0 | 0 | 0 | 49515.2492 | 0 | 0 | 0 | 0 | 0 | 754.036 | 0 | 0 | 0 | 0 | 0 | 0 | 0 | 0 | 0
425 | PVC | 6 | 2002 |  | 50 | 10 | 2018 | 1.15% | 9985 | 998.5 | 1497.75 | 12481.25 | 143.5344 | 0 | 0 | 0 | 0 | 0 | 0 | 174.4669 | 0 | 0 | 0 | 0 | 0 | 0 | 0 | 0 | 0 | 284.1882 | 0 | 0 | 0 | 0 | 0 | 0 | 0 | 0 | 0 | 462.9127 | 0 | 0 | 0 | 49515.2492 | 0 | 0 | 0 | 0 | 0 | 754.036 | 0 | 0 | 0 | 0 | 0 | 0 | 0 | 0 | 0
423 | PVC | 6 | 2002 |  | 50 | 10 | 2018 | 1.15% | 9985 | 998.5 | 1497.75 | 12481.25 | 143.5344 | 0 | 0 | 0 | 0 | 0 | 0 | 174.4669 | 0 | 0 | 0 | 0 | 0 | 0 | 0 | 0 | 0 | 284.1882 | 0 | 0 | 0 | 0 | 0 | 0 | 0 | 0 | 0 | 462.9127 | 0 | 0 | 0 | 49515.2492 | 0 | 0 | 0 | 0 | 0 | 754.036 | 0 | 0 | 0 | 0 | 0 | 0 | 0 | 0 | 0
410 | PVC | 6 | 2002 |  | 50 | 10 | 2018 | 1.15% | 9985 | 998.5 | 1497.75 | 12481.25 | 143.5344 | 0 | 0 | 0 | 0 | 0 | 0 | 174.4669 | 0 | 0 | 0 | 0 | 0 | 0 | 0 | 0 | 0 | 284.1882 | 0 | 0 | 0 | 0 | 0 | 0 | 0 | 0 | 0 | 462.9127 | 0 | 0 | 0 | 49515.2492 | 0 | 0 | 0 | 0 | 0 | 754.036 | 0 | 0 | 0 | 0 | 0 | 0 | 0 | 0 | 0
409 | PVC | 6 | 2002 |  | 50 | 10 | 2018 | 1.15% | 9985 | 998.5 | 1497.75 | 12481.25 | 143.5344 | 0 | 0 | 0 | 0 | 0 | 0 | 174.4669 | 0 | 0 | 0 | 0 | 0 | 0 | 0 | 0 | 0 | 284.1882 | 0 | 0 | 0 | 0 | 0 | 0 | 0 | 0 | 0 | 462.9127 | 0 | 0 | 0 | 49515.2492 | 0 | 0 | 0 | 0 | 0 | 754.036 | 0 | 0 | 0 | 0 | 0 | 0 | 0 | 0 | 0
403 | PVC | 6 | 2002 |  | 50 | 10 | 2018 | 1.15% | 9985 | 998.5 | 1497.75 | 12481.25 | 143.5344 | 0 | 0 | 0 | 0 | 0 | 0 | 174.4669 | 0 | 0 | 0 | 0 | 0 | 0 | 0 | 0 | 0 | 284.1882 | 0 | 0 | 0 | 0 | 0 | 0 | 0 | 0 | 0 | 462.9127 | 0 | 0 | 0 | 49515.2492 | 0 | 0 | 0 | 0 | 0 | 754.036 | 0 | 0 | 0 | 0 | 0 | 0 | 0 | 0 | 0
182 | PVC | 6 | 2002 |  | 50 | 10 | 2018 | 1.15% | 9985 | 998.5 | 1497.75 | 12481.25 | 143.5344 | 0 | 0 | 0 | 0 | 0 | 0 | 174.4669 | 0 | 0 | 0 | 0 | 0 | 0 | 0 | 0 | 0 | 284.1882 | 0 | 0 | 0 | 0 | 0 | 0 | 0 | 0 | 0 | 462.9127 | 0 | 0 | 0 | 49515.2492 | 0 | 0 | 0 | 0 | 0 | 754.036 | 0 | 0 | 0 | 0 | 0 | 0 | 0 | 0 | 0
181 | PVC | 6 | 2002 |  | 50 | 10 | 2018 | 1.15% | 9985 | 998.5 | 1497.75 | 12481.25 | 143.5344 | 0 | 0 | 0 | 0 | 0 | 0 | 174.4669 | 0 | 0 | 0 | 0 | 0 | 0 | 0 | 0 | 0 | 284.1882 | 0 | 0 | 0 | 0 | 0 | 0 | 0 | 0 | 0 | 462.9127 | 0 | 0 | 0 | 49515.2492 | 0 | 0 | 0 | 0 | 0 | 754.036 | 0 | 0 | 0 | 0 | 0 | 0 | 0 | 0 | 0
180 | PVC | 6 | 2002 |  | 50 | 10 | 2018 | 1.15% | 9985 | 998.5 | 1497.75 | 12481.25 | 143.5344 | 0 | 0 | 0 | 0 | 0 | 0 | 174.4669 | 0 | 0 | 0 | 0 | 0 | 0 | 0 | 0 | 0 | 284.1882 | 0 | 0 | 0 | 0 | 0 | 0 | 0 | 0 | 0 | 462.9127 | 0 | 0 | 0 | 49515.2492 | 0 | 0 | 0 | 0 | 0 | 754.036 | 0 | 0 | 0 | 0 | 0 | 0 | 0 | 0 | 0
111 | PVC | 6 | 2002 |  | 50 | 10 | 2018 | 1.15% | 9985 | 998.5 | 1497.75 | 12481.25 | 143.5344 | 0 | 0 | 0 | 0 | 0 | 0 | 174.4669 | 0 | 0 | 0 | 0 | 0 | 0 | 0 | 0 | 0 | 284.1882 | 0 | 0 | 0 | 0 | 0 | 0 | 0 | 0 | 0 | 462.9127 | 0 | 0 | 0 | 49515.2492 | 0 | 0 | 0 | 0 | 0 | 754.036 | 0 | 0 | 0 | 0 | 0 | 0 | 0 | 0 | 0
759 | PVC | 6 | 2003 |  | 50 | 10 | 2018 | 1.15% | 9985 | 998.5 | 1497.75 | 12481.25 | 143.5344 | 0 | 0 | 0 | 0 | 0 | 0 | 174.4669 | 0 | 0 | 0 | 0 | 0 | 0 | 0 | 0 | 0 | 284.1882 | 0 | 0 | 0 | 0 | 0 | 0 | 0 | 0 | 0 | 462.9127 | 0 | 0 | 0 | 0 | 51991.0116 | 0 | 0 | 0 | 0 | 754.036 | 0 | 0 | 0 | 0 | 0 | 0 | 0 | 0 | 0
757 | PVC | 6 | 2003 |  | 50 | 10 | 2019 | 1.15% | 9985 | 998.5 | 1497.75 | 12481.25 | 143.5344 | 0 | 0 | 0 | 0 | 0 | 0 | 0 | 183.1903 | 0 | 0 | 0 | 0 | 0 | 0 | 0 | 0 | 0 | 298.3977 | 0 | 0 | 0 | 0 | 0 | 0 | 0 | 0 | 0 | 486.0583 | 0 | 0 | 0 | 51991.0116 | 0 | 0 | 0 | 0 | 0 | 791.7378 | 0 | 0 | 0 | 0 | 0 | 0 | 0 | 0
756 | PVC | 6 | 2003 |  | 50 | 10 | 2019 | 1.15% | 9985 | 998.5 | 1497.75 | 12481.25 | 143.5344 | 0 | 0 | 0 | 0 | 0 | 0 | 0 | 183.1903 | 0 | 0 | 0 | 0 | 0 | 0 | 0 | 0 | 0 | 298.3977 | 0 | 0 | 0 | 0 | 0 | 0 | 0 | 0 | 0 | 486.0583 | 0 | 0 | 0 | 51991.0116 | 0 | 0 | 0 | 0 | 0 | 791.7378 | 0 | 0 | 0 | 0 | 0 | 0 | 0 | 0
755 | PVC | 6 | 2003 |  | 50 | 10 | 2019 | 1.15% | 9985 | 998.5 | 1497.75 | 12481.25 | 143.5344 | 0 | 0 | 0 | 0 | 0 | 0 | 0 | 183.1903 | 0 | 0 | 0 | 0 | 0 | 0 | 0 | 0 | 0 | 298.3977 | 0 | 0 | 0 | 0 | 0 | 0 | 0 | 0 | 0 | 486.0583 | 0 | 0 | 0 | 51991.0116 | 0 | 0 | 0 | 0 | 0 | 791.7378 | 0 | 0 | 0 | 0 | 0 | 0 | 0 | 0
686 | PVC | 6 | 2003 |  | 50 | 10 | 2019 | 1.15% | 9985 | 998.5 | 1497.75 | 12481.25 | 143.5344 | 0 | 0 | 0 | 0 | 0 | 0 | 0 | 183.1903 | 0 | 0 | 0 | 0 | 0 | 0 | 0 | 0 | 0 | 298.3977 | 0 | 0 | 0 | 0 | 0 | 0 | 0 | 0 | 0 | 486.0583 | 0 | 0 | 0 | 51991.0116 | 0 | 0 | 0 | 0 | 0 | 791.7378 | 0 | 0 | 0 | 0 | 0 | 0 | 0 | 0
685 | PVC | 6 | 2003 |  | 50 | 10 | 2019 | 1.15% | 9985 | 998.5 | 1497.75 | 12481.25 | 143.5344 | 0 | 0 | 0 | 0 | 0 | 0 | 0 | 183.1903 | 0 | 0 | 0 | 0 | 0 | 0 | 0 | 0 | 0 | 298.3977 | 0 | 0 | 0 | 0 | 0 | 0 | 0 | 0 | 0 | 486.0583 | 0 | 0 | 0 | 51991.0116 | 0 | 0 | 0 | 0 | 0 | 791.7378 | 0 | 0 | 0 | 0 | 0 | 0 | 0 | 0
684 | PVC | 6 | 2003 |  | 50 | 10 | 2019 | 1.15% | 9985 | 998.5 | 1497.75 | 12481.25 | 143.5344 | 0 | 0 | 0 | 0 | 0 | 0 | 0 | 183.1903 | 0 | 0 | 0 | 0 | 0 | 0 | 0 | 0 | 0 | 298.3977 | 0 | 0 | 0 | 0 | 0 | 0 | 0 | 0 | 0 | 486.0583 | 0 | 0 | 0 | 51991.0116 | 0 | 0 | 0 | 0 | 0 | 791.7378 | 0 | 0 | 0 | 0 | 0 | 0 | 0 | 0
683 | PVC | 6 | 2003 |  | 50 | 10 | 2019 | 1.15% | 9985 | 998.5 | 1497.75 | 12481.25 | 143.5344 | 0 | 0 | 0 | 0 | 0 | 0 | 0 | 183.1903 | 0 | 0 | 0 | 0 | 0 | 0 | 0 | 0 | 0 | 298.3977 | 0 | 0 | 0 | 0 | 0 | 0 | 0 | 0 | 0 | 486.0583 | 0 | 0 | 0 | 51991.0116 | 0 | 0 | 0 | 0 | 0 | 791.7378 | 0 | 0 | 0 | 0 | 0 | 0 | 0 | 0
682 | PVC | 6 | 2003 |  | 50 | 10 | 2019 | 1.15% | 9985 | 998.5 | 1497.75 | 12481.25 | 143.5344 | 0 | 0 | 0 | 0 | 0 | 0 | 0 | 183.1903 | 0 | 0 | 0 | 0 | 0 | 0 | 0 | 0 | 0 | 298.3977 | 0 | 0 | 0 | 0 | 0 | 0 | 0 | 0 | 0 | 486.0583 | 0 | 0 | 0 | 51991.0116 | 0 | 0 | 0 | 0 | 0 | 791.7378 | 0 | 0 | 0 | 0 | 0 | 0 | 0 | 0
360 | PVC | 6 | 2003 |  | 50 | 10 | 2019 | 1.15% | 9985 | 998.5 | 1497.75 | 12481.25 | 143.5344 | 0 | 0 | 0 | 0 | 0 | 0 | 0 | 183.1903 | 0 | 0 | 0 | 0 | 0 | 0 | 0 | 0 | 0 | 298.3977 | 0 | 0 | 0 | 0 | 0 | 0 | 0 | 0 | 0 | 486.0583 | 0 | 0 | 0 | 51991.0116 | 0 | 0 | 0 | 0 | 0 | 791.7378 | 0 | 0 | 0 | 0 | 0 | 0 | 0 | 0
359 | PVC | 6 | 2003 |  | 50 | 10 | 2019 | 1.15% | 9985 | 998.5 | 1497.75 | 12481.25 | 143.5344 | 0 | 0 | 0 | 0 | 0 | 0 | 0 | 183.1903 | 0 | 0 | 0 | 0 | 0 | 0 | 0 | 0 | 0 | 298.3977 | 0 | 0 | 0 | 0 | 0 | 0 | 0 | 0 | 0 | 486.0583 | 0 | 0 | 0 | 51991.0116 | 0 | 0 | 0 | 0 | 0 | 791.7378 | 0 | 0 | 0 | 0 | 0 | 0 | 0 | 0
358 | PVC | 6 | 2003 |  | 50 | 10 | 2019 | 1.15% | 9985 | 998.5 | 1497.75 | 12481.25 | 143.5344 | 0 | 0 | 0 | 0 | 0 | 0 | 0 | 183.1903 | 0 | 0 | 0 | 0 | 0 | 0 | 0 | 0 | 0 | 298.3977 | 0 | 0 | 0 | 0 | 0 | 0 | 0 | 0 | 0 | 486.0583 | 0 | 0 | 0 | 51991.0116 | 0 | 0 | 0 | 0 | 0 | 791.7378 | 0 | 0 | 0 | 0 | 0 | 0 | 0 | 0
357 | PVC | 6 | 2003 |  | 50 | 10 | 2019 | 1.15% | 9985 | 998.5 | 1497.75 | 12481.25 | 143.5344 | 0 | 0 | 0 | 0 | 0 | 0 | 0 | 183.1903 | 0 | 0 | 0 | 0 | 0 | 0 | 0 | 0 | 0 | 298.3977 | 0 | 0 | 0 | 0 | 0 | 0 | 0 | 0 | 0 | 486.0583 | 0 | 0 | 0 | 51991.0116 | 0 | 0 | 0 | 0 | 0 | 791.7378 | 0 | 0 | 0 | 0 | 0 | 0 | 0 | 0
356 | PVC | 6 | 2003 |  | 50 | 10 | 2019 | 1.15% | 9985 | 998.5 | 1497.75 | 12481.25 | 143.5344 | 0 | 0 | 0 | 0 | 0 | 0 | 0 | 183.1903 | 0 | 0 | 0 | 0 | 0 | 0 | 0 | 0 | 0 | 298.3977 | 0 | 0 | 0 | 0 | 0 | 0 | 0 | 0 | 0 | 486.0583 | 0 | 0 | 0 | 51991.0116 | 0 | 0 | 0 | 0 | 0 | 791.7378 | 0 | 0 | 0 | 0 | 0 | 0 | 0 | 0
355 | PVC | 6 | 2003 |  | 50 | 10 | 2019 | 1.15% | 9985 | 998.5 | 1497.75 | 12481.25 | 143.5344 | 0 | 0 | 0 | 0 | 0 | 0 | 0 | 183.1903 | 0 | 0 | 0 | 0 | 0 | 0 | 0 | 0 | 0 | 298.3977 | 0 | 0 | 0 | 0 | 0 | 0 | 0 | 0 | 0 | 486.0583 | 0 | 0 | 0 | 51991.0116 | 0 | 0 | 0 | 0 | 0 | 791.7378 | 0 | 0 | 0 | 0 | 0 | 0 | 0 | 0
354 | PVC | 6 | 2003 |  | 50 | 10 | 2019 | 1.15% | 9985 | 998.5 | 1497.75 | 12481.25 | 143.5344 | 0 | 0 | 0 | 0 | 0 | 0 | 0 | 183.1903 | 0 | 0 | 0 | 0 | 0 | 0 | 0 | 0 | 0 | 298.3977 | 0 | 0 | 0 | 0 | 0 | 0 | 0 | 0 | 0 | 486.0583 | 0 | 0 | 0 | 51991.0116 | 0 | 0 | 0 | 0 | 0 | 791.7378 | 0 | 0 | 0 | 0 | 0 | 0 | 0 | 0
353 | PVC | 6 | 2003 |  | 50 | 10 | 2019 | 1.15% | 9985 | 998.5 | 1497.75 | 12481.25 | 143.5344 | 0 | 0 | 0 | 0 | 0 | 0 | 0 | 183.1903 | 0 | 0 | 0 | 0 | 0 | 0 | 0 | 0 | 0 | 298.3977 | 0 | 0 | 0 | 0 | 0 | 0 | 0 | 0 | 0 | 486.0583 | 0 | 0 | 0 | 51991.0116 | 0 | 0 | 0 | 0 | 0 | 791.7378 | 0 | 0 | 0 | 0 | 0 | 0 | 0 | 0
352 | PVC | 6 | 2003 |  | 50 | 10 | 2019 | 1.15% | 9985 | 998.5 | 1497.75 | 12481.25 | 143.5344 | 0 | 0 | 0 | 0 | 0 | 0 | 0 | 183.1903 | 0 | 0 | 0 | 0 | 0 | 0 | 0 | 0 | 0 | 298.3977 | 0 | 0 | 0 | 0 | 0 | 0 | 0 | 0 | 0 | 486.0583 | 0 | 0 | 0 | 51991.0116 | 0 | 0 | 0 | 0 | 0 | 791.7378 | 0 | 0 | 0 | 0 | 0 | 0 | 0 | 0
351 | PVC | 6 | 2003 |  | 50 | 10 | 2019 | 1.15% | 9985 | 998.5 | 1497.75 | 12481.25 | 143.5344 | 0 | 0 | 0 | 0 | 0 | 0 | 0 | 183.1903 | 0 | 0 | 0 | 0 | 0 | 0 | 0 | 0 | 0 | 298.3977 | 0 | 0 | 0 | 0 | 0 | 0 | 0 | 0 | 0 | 486.0583 | 0 | 0 | 0 | 51991.0116 | 0 | 0 | 0 | 0 | 0 | 791.7378 | 0 | 0 | 0 | 0 | 0 | 0 | 0 | 0
350 | PVC | 6 | 2003 |  | 50 | 10 | 2019 | 1.15% | 9985 | 998.5 | 1497.75 | 12481.25 | 143.5344 | 0 | 0 | 0 | 0 | 0 | 0 | 0 | 183.1903 | 0 | 0 | 0 | 0 | 0 | 0 | 0 | 0 | 0 | 298.3977 | 0 | 0 | 0 | 0 | 0 | 0 | 0 | 0 | 0 | 486.0583 | 0 | 0 | 0 | 51991.0116 | 0 | 0 | 0 | 0 | 0 | 791.7378 | 0 | 0 | 0 | 0 | 0 | 0 | 0 | 0
318 | PVC | 6 | 2003 |  | 50 | 10 | 2019 | 1.15% | 9985 | 998.5 | 1497.75 | 12481.25 | 143.5344 | 0 | 0 | 0 | 0 | 0 | 0 | 0 | 183.1903 | 0 | 0 | 0 | 0 | 0 | 0 | 0 | 0 | 0 | 298.3977 | 0 | 0 | 0 | 0 | 0 | 0 | 0 | 0 | 0 | 486.0583 | 0 | 0 | 0 | 51991.0116 | 0 | 0 | 0 | 0 | 0 | 791.7378 | 0 | 0 | 0 | 0 | 0 | 0 | 0 | 0
317 | PVC | 6 | 2003 |  | 50 | 10 | 2019 | 1.15% | 9985 | 998.5 | 1497.75 | 12481.25 | 143.5344 | 0 | 0 | 0 | 0 | 0 | 0 | 0 | 183.1903 | 0 | 0 | 0 | 0 | 0 | 0 | 0 | 0 | 0 | 298.3977 | 0 | 0 | 0 | 0 | 0 | 0 | 0 | 0 | 0 | 486.0583 | 0 | 0 | 0 | 51991.0116 | 0 | 0 | 0 | 0 | 0 | 791.7378 | 0 | 0 | 0 | 0 | 0 | 0 | 0 | 0
316 | PVC | 6 | 2003 |  | 50 | 10 | 2019 | 1.15% | 9985 | 998.5 | 1497.75 | 12481.25 | 143.5344 | 0 | 0 | 0 | 0 | 0 | 0 | 0 | 183.1903 | 0 | 0 | 0 | 0 | 0 | 0 | 0 | 0 | 0 | 298.3977 | 0 | 0 | 0 | 0 | 0 | 0 | 0 | 0 | 0 | 486.0583 | 0 | 0 | 0 | 51991.0116 | 0 | 0 | 0 | 0 | 0 | 791.7378 | 0 | 0 | 0 | 0 | 0 | 0 | 0 | 0
315 | PVC | 6 | 2003 |  | 50 | 10 | 2019 | 1.15% | 9985 | 998.5 | 1497.75 | 12481.25 | 143.5344 | 0 | 0 | 0 | 0 | 0 | 0 | 0 | 183.1903 | 0 | 0 | 0 | 0 | 0 | 0 | 0 | 0 | 0 | 298.3977 | 0 | 0 | 0 | 0 | 0 | 0 | 0 | 0 | 0 | 486.0583 | 0 | 0 | 0 | 51991.0116 | 0 | 0 | 0 | 0 | 0 | 791.7378 | 0 | 0 | 0 | 0 | 0 | 0 | 0 | 0
314 | PVC | 6 | 2003 |  | 50 | 10 | 2019 | 1.15% | 9985 | 998.5 | 1497.75 | 12481.25 | 143.5344 | 0 | 0 | 0 | 0 | 0 | 0 | 0 | 183.1903 | 0 | 0 | 0 | 0 | 0 | 0 | 0 | 0 | 0 | 298.3977 | 0 | 0 | 0 | 0 | 0 | 0 | 0 | 0 | 0 | 486.0583 | 0 | 0 | 0 | 51991.0116 | 0 | 0 | 0 | 0 | 0 | 791.7378 | 0 | 0 | 0 | 0 | 0 | 0 | 0 | 0
313 | PVC | 6 | 2003 |  | 50 | 10 | 2019 | 1.15% | 9985 | 998.5 | 1497.75 | 12481.25 | 143.5344 | 0 | 0 | 0 | 0 | 0 | 0 | 0 | 183.1903 | 0 | 0 | 0 | 0 | 0 | 0 | 0 | 0 | 0 | 298.3977 | 0 | 0 | 0 | 0 | 0 | 0 | 0 | 0 | 0 | 486.0583 | 0 | 0 | 0 | 51991.0116 | 0 | 0 | 0 | 0 | 0 | 791.7378 | 0 | 0 | 0 | 0 | 0 | 0 | 0 | 0
311 | PVC | 6 | 2003 |  | 50 | 10 | 2019 | 1.15% | 9985 | 998.5 | 1497.75 | 12481.25 | 143.5344 | 0 | 0 | 0 | 0 | 0 | 0 | 0 | 183.1903 | 0 | 0 | 0 | 0 | 0 | 0 | 0 | 0 | 0 | 298.3977 | 0 | 0 | 0 | 0 | 0 | 0 | 0 | 0 | 0 | 486.0583 | 0 | 0 | 0 | 51991.0116 | 0 | 0 | 0 | 0 | 0 | 791.7378 | 0 | 0 | 0 | 0 | 0 | 0 | 0 | 0
310 | PVC | 6 | 2003 |  | 50 | 10 | 2019 | 1.15% | 9985 | 998.5 | 1497.75 | 12481.25 | 143.5344 | 0 | 0 | 0 | 0 | 0 | 0 | 0 | 183.1903 | 0 | 0 | 0 | 0 | 0 | 0 | 0 | 0 | 0 | 298.3977 | 0 | 0 | 0 | 0 | 0 | 0 | 0 | 0 | 0 | 486.0583 | 0 | 0 | 0 | 51991.0116 | 0 | 0 | 0 | 0 | 0 | 791.7378 | 0 | 0 | 0 | 0 | 0 | 0 | 0 | 0
309 | PVC | 6 | 2003 |  | 50 | 10 | 2019 | 1.15% | 9985 | 998.5 | 1497.75 | 12481.25 | 143.5344 | 0 | 0 | 0 | 0 | 0 | 0 | 0 | 183.1903 | 0 | 0 | 0 | 0 | 0 | 0 | 0 | 0 | 0 | 298.3977 | 0 | 0 | 0 | 0 | 0 | 0 | 0 | 0 | 0 | 486.0583 | 0 | 0 | 0 | 51991.0116 | 0 | 0 | 0 | 0 | 0 | 791.7378 | 0 | 0 | 0 | 0 | 0 | 0 | 0 | 0
308 | PVC | 6 | 2003 |  | 50 | 10 | 2019 | 1.15% | 9985 | 998.5 | 1497.75 | 12481.25 | 143.5344 | 0 | 0 | 0 | 0 | 0 | 0 | 0 | 183.1903 | 0 | 0 | 0 | 0 | 0 | 0 | 0 | 0 | 0 | 298.3977 | 0 | 0 | 0 | 0 | 0 | 0 | 0 | 0 | 0 | 486.0583 | 0 | 0 | 0 | 51991.0116 | 0 | 0 | 0 | 0 | 0 | 791.7378 | 0 | 0 | 0 | 0 | 0 | 0 | 0 | 0
307 | PVC | 6 | 2003 |  | 50 | 10 | 2019 | 1.15% | 9985 | 998.5 | 1497.75 | 12481.25 | 143.5344 | 0 | 0 | 0 | 0 | 0 | 0 | 0 | 183.1903 | 0 | 0 | 0 | 0 | 0 | 0 | 0 | 0 | 0 | 298.3977 | 0 | 0 | 0 | 0 | 0 | 0 | 0 | 0 | 0 | 486.0583 | 0 | 0 | 0 | 51991.0116 | 0 | 0 | 0 | 0 | 0 | 791.7378 | 0 | 0 | 0 | 0 | 0 | 0 | 0 | 0
306 | PVC | 6 | 2003 |  | 50 | 10 | 2019 | 1.15% | 9985 | 998.5 | 1497.75 | 12481.25 | 143.5344 | 0 | 0 | 0 | 0 | 0 | 0 | 0 | 183.1903 | 0 | 0 | 0 | 0 | 0 | 0 | 0 | 0 | 0 | 298.3977 | 0 | 0 | 0 | 0 | 0 | 0 | 0 | 0 | 0 | 486.0583 | 0 | 0 | 0 | 51991.0116 | 0 | 0 | 0 | 0 | 0 | 791.7378 | 0 | 0 | 0 | 0 | 0 | 0 | 0 | 0
304 | PVC | 6 | 2003 |  | 50 | 10 | 2019 | 1.15% | 9985 | 998.5 | 1497.75 | 12481.25 | 143.5344 | 0 | 0 | 0 | 0 | 0 | 0 | 0 | 183.1903 | 0 | 0 | 0 | 0 | 0 | 0 | 0 | 0 | 0 | 298.3977 | 0 | 0 | 0 | 0 | 0 | 0 | 0 | 0 | 0 | 486.0583 | 0 | 0 | 0 | 51991.0116 | 0 | 0 | 0 | 0 | 0 | 791.7378 | 0 | 0 | 0 | 0 | 0 | 0 | 0 | 0
301 | PVC | 6 | 2003 |  | 50 | 10 | 2019 | 1.15% | 9985 | 998.5 | 1497.75 | 12481.25 | 143.5344 | 0 | 0 | 0 | 0 | 0 | 0 | 0 | 183.1903 | 0 | 0 | 0 | 0 | 0 | 0 | 0 | 0 | 0 | 298.3977 | 0 | 0 | 0 | 0 | 0 | 0 | 0 | 0 | 0 | 486.0583 | 0 | 0 | 0 | 51991.0116 | 0 | 0 | 0 | 0 | 0 | 791.7378 | 0 | 0 | 0 | 0 | 0 | 0 | 0 | 0
300 | PVC | 6 | 2003 |  | 50 | 10 | 2019 | 1.15% | 9985 | 998.5 | 1497.75 | 12481.25 | 143.5344 | 0 | 0 | 0 | 0 | 0 | 0 | 0 | 183.1903 | 0 | 0 | 0 | 0 | 0 | 0 | 0 | 0 | 0 | 298.3977 | 0 | 0 | 0 | 0 | 0 | 0 | 0 | 0 | 0 | 486.0583 | 0 | 0 | 0 | 51991.0116 | 0 | 0 | 0 | 0 | 0 | 791.7378 | 0 | 0 | 0 | 0 | 0 | 0 | 0 | 0
299 | PVC | 6 | 2003 |  | 50 | 10 | 2019 | 1.15% | 9985 | 998.5 | 1497.75 | 12481.25 | 143.5344 | 0 | 0 | 0 | 0 | 0 | 0 | 0 | 183.1903 | 0 | 0 | 0 | 0 | 0 | 0 | 0 | 0 | 0 | 298.3977 | 0 | 0 | 0 | 0 | 0 | 0 | 0 | 0 | 0 | 486.0583 | 0 | 0 | 0 | 51991.0116 | 0 | 0 | 0 | 0 | 0 | 791.7378 | 0 | 0 | 0 | 0 | 0 | 0 | 0 | 0
298 | PVC | 6 | 2003 |  | 50 | 10 | 2019 | 1.15% | 9985 | 998.5 | 1497.75 | 12481.25 | 143.5344 | 0 | 0 | 0 | 0 | 0 | 0 | 0 | 183.1903 | 0 | 0 | 0 | 0 | 0 | 0 | 0 | 0 | 0 | 298.3977 | 0 | 0 | 0 | 0 | 0 | 0 | 0 | 0 | 0 | 486.0583 | 0 | 0 | 0 | 51991.0116 | 0 | 0 | 0 | 0 | 0 | 791.7378 | 0 | 0 | 0 | 0 | 0 | 0 | 0 | 0
297 | PVC | 6 | 2003 |  | 50 | 10 | 2019 | 1.15% | 9985 | 998.5 | 1497.75 | 12481.25 | 143.5344 | 0 | 0 | 0 | 0 | 0 | 0 | 0 | 183.1903 | 0 | 0 | 0 | 0 | 0 | 0 | 0 | 0 | 0 | 298.3977 | 0 | 0 | 0 | 0 | 0 | 0 | 0 | 0 | 0 | 486.0583 | 0 | 0 | 0 | 51991.0116 | 0 | 0 | 0 | 0 | 0 | 791.7378 | 0 | 0 | 0 | 0 | 0 | 0 | 0 | 0
296 | PVC | 6 | 2003 |  | 50 | 10 | 2019 | 1.15% | 9985 | 998.5 | 1497.75 | 12481.25 | 143.5344 | 0 | 0 | 0 | 0 | 0 | 0 | 0 | 183.1903 | 0 | 0 | 0 | 0 | 0 | 0 | 0 | 0 | 0 | 298.3977 | 0 | 0 | 0 | 0 | 0 | 0 | 0 | 0 | 0 | 486.0583 | 0 | 0 | 0 | 51991.0116 | 0 | 0 | 0 | 0 | 0 | 791.7378 | 0 | 0 | 0 | 0 | 0 | 0 | 0 | 0
295 | PVC | 6 | 2003 |  | 50 | 10 | 2019 | 1.15% | 9985 | 998.5 | 1497.75 | 12481.25 | 143.5344 | 0 | 0 | 0 | 0 | 0 | 0 | 0 | 183.1903 | 0 | 0 | 0 | 0 | 0 | 0 | 0 | 0 | 0 | 298.3977 | 0 | 0 | 0 | 0 | 0 | 0 | 0 | 0 | 0 | 486.0583 | 0 | 0 | 0 | 51991.0116 | 0 | 0 | 0 | 0 | 0 | 791.7378 | 0 | 0 | 0 | 0 | 0 | 0 | 0 | 0
294 | PVC | 6 | 2003 |  | 50 | 10 | 2019 | 1.15% | 9985 | 998.5 | 1497.75 | 12481.25 | 143.5344 | 0 | 0 | 0 | 0 | 0 | 0 | 0 | 183.1903 | 0 | 0 | 0 | 0 | 0 | 0 | 0 | 0 | 0 | 298.3977 | 0 | 0 | 0 | 0 | 0 | 0 | 0 | 0 | 0 | 486.0583 | 0 | 0 | 0 | 51991.0116 | 0 | 0 | 0 | 0 | 0 | 791.7378 | 0 | 0 | 0 | 0 | 0 | 0 | 0 | 0
16 | PVC | 6 | 2003 |  | 50 | 10 | 2019 | 1.15% | 9985 | 998.5 | 1497.75 | 12481.25 | 143.5344 | 0 | 0 | 0 | 0 | 0 | 0 | 0 | 183.1903 | 0 | 0 | 0 | 0 | 0 | 0 | 0 | 0 | 0 | 298.3977 | 0 | 0 | 0 | 0 | 0 | 0 | 0 | 0 | 0 | 486.0583 | 0 | 0 | 0 | 51991.0116 | 0 | 0 | 0 | 0 | 0 | 791.7378 | 0 | 0 | 0 | 0 | 0 | 0 | 0 | 0
816 | PVC | 6 | 2004 |  | 50 | 10 | 2019 | 1.15% | 9985 | 998.5 | 1497.75 | 12481.25 | 143.5344 | 0 | 0 | 0 | 0 | 0 | 0 | 0 | 183.1903 | 0 | 0 | 0 | 0 | 0 | 0 | 0 | 0 | 0 | 298.3977 | 0 | 0 | 0 | 0 | 0 | 0 | 0 | 0 | 0 | 486.0583 | 0 | 0 | 0 | 0 | 54590.5622 | 0 | 0 | 0 | 0 | 791.7378 | 0 | 0 | 0 | 0 | 0 | 0 | 0 | 0
815 | PVC | 6 | 2004 |  | 50 | 10 | 2019 | 1.15% | 9985 | 998.5 | 1497.75 | 12481.25 | 143.5344 | 0 | 0 | 0 | 0 | 0 | 0 | 0 | 183.1903 | 0 | 0 | 0 | 0 | 0 | 0 | 0 | 0 | 0 | 298.3977 | 0 | 0 | 0 | 0 | 0 | 0 | 0 | 0 | 0 | 486.0583 | 0 | 0 | 0 | 0 | 54590.5622 | 0 | 0 | 0 | 0 | 791.7378 | 0 | 0 | 0 | 0 | 0 | 0 | 0 | 0
814 | PVC | 6 | 2004 |  | 50 | 10 | 2019 | 1.15% | 9985 | 998.5 | 1497.75 | 12481.25 | 143.5344 | 0 | 0 | 0 | 0 | 0 | 0 | 0 | 183.1903 | 0 | 0 | 0 | 0 | 0 | 0 | 0 | 0 | 0 | 298.3977 | 0 | 0 | 0 | 0 | 0 | 0 | 0 | 0 | 0 | 486.0583 | 0 | 0 | 0 | 0 | 54590.5622 | 0 | 0 | 0 | 0 | 791.7378 | 0 | 0 | 0 | 0 | 0 | 0 | 0 | 0
812 | PVC | 6 | 2004 |  | 50 | 10 | 2019 | 1.15% | 9985 | 998.5 | 1497.75 | 12481.25 | 143.5344 | 0 | 0 | 0 | 0 | 0 | 0 | 0 | 183.1903 | 0 | 0 | 0 | 0 | 0 | 0 | 0 | 0 | 0 | 298.3977 | 0 | 0 | 0 | 0 | 0 | 0 | 0 | 0 | 0 | 486.0583 | 0 | 0 | 0 | 0 | 54590.5622 | 0 | 0 | 0 | 0 | 791.7378 | 0 | 0 | 0 | 0 | 0 | 0 | 0 | 0
811 | PVC | 6 | 2004 |  | 50 | 10 | 2019 | 1.15% | 9985 | 998.5 | 1497.75 | 12481.25 | 143.5344 | 0 | 0 | 0 | 0 | 0 | 0 | 0 | 183.1903 | 0 | 0 | 0 | 0 | 0 | 0 | 0 | 0 | 0 | 298.3977 | 0 | 0 | 0 | 0 | 0 | 0 | 0 | 0 | 0 | 486.0583 | 0 | 0 | 0 | 0 | 54590.5622 | 0 | 0 | 0 | 0 | 791.7378 | 0 | 0 | 0 | 0 | 0 | 0 | 0 | 0
810 | PVC | 6 | 2004 |  | 50 | 10 | 2019 | 1.15% | 9985 | 998.5 | 1497.75 | 12481.25 | 143.5344 | 0 | 0 | 0 | 0 | 0 | 0 | 0 | 183.1903 | 0 | 0 | 0 | 0 | 0 | 0 | 0 | 0 | 0 | 298.3977 | 0 | 0 | 0 | 0 | 0 | 0 | 0 | 0 | 0 | 486.0583 | 0 | 0 | 0 | 0 | 54590.5622 | 0 | 0 | 0 | 0 | 791.7378 | 0 | 0 | 0 | 0 | 0 | 0 | 0 | 0
809 | PVC | 6 | 2004 |  | 50 | 10 | 2019 | 1.15% | 9985 | 998.5 | 1497.75 | 12481.25 | 143.5344 | 0 | 0 | 0 | 0 | 0 | 0 | 0 | 183.1903 | 0 | 0 | 0 | 0 | 0 | 0 | 0 | 0 | 0 | 298.3977 | 0 | 0 | 0 | 0 | 0 | 0 | 0 | 0 | 0 | 486.0583 | 0 | 0 | 0 | 0 | 54590.5622 | 0 | 0 | 0 | 0 | 791.7378 | 0 | 0 | 0 | 0 | 0 | 0 | 0 | 0
808 | PVC | 6 | 2004 |  | 50 | 10 | 2019 | 1.15% | 9985 | 998.5 | 1497.75 | 12481.25 | 143.5344 | 0 | 0 | 0 | 0 | 0 | 0 | 0 | 183.1903 | 0 | 0 | 0 | 0 | 0 | 0 | 0 | 0 | 0 | 298.3977 | 0 | 0 | 0 | 0 | 0 | 0 | 0 | 0 | 0 | 486.0583 | 0 | 0 | 0 | 0 | 54590.5622 | 0 | 0 | 0 | 0 | 791.7378 | 0 | 0 | 0 | 0 | 0 | 0 | 0 | 0
807 | PVC | 6 | 2004 |  | 50 | 10 | 2019 | 1.15% | 9985 | 998.5 | 1497.75 | 12481.25 | 143.5344 | 0 | 0 | 0 | 0 | 0 | 0 | 0 | 183.1903 | 0 | 0 | 0 | 0 | 0 | 0 | 0 | 0 | 0 | 298.3977 | 0 | 0 | 0 | 0 | 0 | 0 | 0 | 0 | 0 | 486.0583 | 0 | 0 | 0 | 0 | 54590.5622 | 0 | 0 | 0 | 0 | 791.7378 | 0 | 0 | 0 | 0 | 0 | 0 | 0 | 0
806 | PVC | 6 | 2004 |  | 50 | 10 | 2019 | 1.15% | 9985 | 998.5 | 1497.75 | 12481.25 | 143.5344 | 0 | 0 | 0 | 0 | 0 | 0 | 0 | 183.1903 | 0 | 0 | 0 | 0 | 0 | 0 | 0 | 0 | 0 | 298.3977 | 0 | 0 | 0 | 0 | 0 | 0 | 0 | 0 | 0 | 486.0583 | 0 | 0 | 0 | 0 | 54590.5622 | 0 | 0 | 0 | 0 | 791.7378 | 0 | 0 | 0 | 0 | 0 | 0 | 0 | 0
805 | PVC | 6 | 2004 |  | 50 | 10 | 2019 | 1.15% | 9985 | 998.5 | 1497.75 | 12481.25 | 143.5344 | 0 | 0 | 0 | 0 | 0 | 0 | 0 | 183.1903 | 0 | 0 | 0 | 0 | 0 | 0 | 0 | 0 | 0 | 298.3977 | 0 | 0 | 0 | 0 | 0 | 0 | 0 | 0 | 0 | 486.0583 | 0 | 0 | 0 | 0 | 54590.5622 | 0 | 0 | 0 | 0 | 791.7378 | 0 | 0 | 0 | 0 | 0 | 0 | 0 | 0
804 | PVC | 6 | 2004 |  | 50 | 10 | 2019 | 1.15% | 9985 | 998.5 | 1497.75 | 12481.25 | 143.5344 | 0 | 0 | 0 | 0 | 0 | 0 | 0 | 183.1903 | 0 | 0 | 0 | 0 | 0 | 0 | 0 | 0 | 0 | 298.3977 | 0 | 0 | 0 | 0 | 0 | 0 | 0 | 0 | 0 | 486.0583 | 0 | 0 | 0 | 0 | 54590.5622 | 0 | 0 | 0 | 0 | 791.7378 | 0 | 0 | 0 | 0 | 0 | 0 | 0 | 0
803 | PVC | 6 | 2004 |  | 50 | 10 | 2019 | 1.15% | 9985 | 998.5 | 1497.75 | 12481.25 | 143.5344 | 0 | 0 | 0 | 0 | 0 | 0 | 0 | 183.1903 | 0 | 0 | 0 | 0 | 0 | 0 | 0 | 0 | 0 | 298.3977 | 0 | 0 | 0 | 0 | 0 | 0 | 0 | 0 | 0 | 486.0583 | 0 | 0 | 0 | 0 | 54590.5622 | 0 | 0 | 0 | 0 | 791.7378 | 0 | 0 | 0 | 0 | 0 | 0 | 0 | 0
802 | PVC | 6 | 2004 |  | 50 | 10 | 2019 | 1.15% | 9985 | 998.5 | 1497.75 | 12481.25 | 143.5344 | 0 | 0 | 0 | 0 | 0 | 0 | 0 | 183.1903 | 0 | 0 | 0 | 0 | 0 | 0 | 0 | 0 | 0 | 298.3977 | 0 | 0 | 0 | 0 | 0 | 0 | 0 | 0 | 0 | 486.0583 | 0 | 0 | 0 | 0 | 54590.5622 | 0 | 0 | 0 | 0 | 791.7378 | 0 | 0 | 0 | 0 | 0 | 0 | 0 | 0
801 | PVC | 6 | 2004 |  | 50 | 10 | 2019 | 1.15% | 9985 | 998.5 | 1497.75 | 12481.25 | 143.5344 | 0 | 0 | 0 | 0 | 0 | 0 | 0 | 183.1903 | 0 | 0 | 0 | 0 | 0 | 0 | 0 | 0 | 0 | 298.3977 | 0 | 0 | 0 | 0 | 0 | 0 | 0 | 0 | 0 | 486.0583 | 0 | 0 | 0 | 0 | 54590.5622 | 0 | 0 | 0 | 0 | 791.7378 | 0 | 0 | 0 | 0 | 0 | 0 | 0 | 0
800 | PVC | 6 | 2004 |  | 50 | 10 | 2019 | 1.15% | 9985 | 998.5 | 1497.75 | 12481.25 | 143.5344 | 0 | 0 | 0 | 0 | 0 | 0 | 0 | 183.1903 | 0 | 0 | 0 | 0 | 0 | 0 | 0 | 0 | 0 | 298.3977 | 0 | 0 | 0 | 0 | 0 | 0 | 0 | 0 | 0 | 486.0583 | 0 | 0 | 0 | 0 | 54590.5622 | 0 | 0 | 0 | 0 | 791.7378 | 0 | 0 | 0 | 0 | 0 | 0 | 0 | 0
799 | PVC | 6 | 2004 |  | 50 | 10 | 2019 | 1.15% | 9985 | 998.5 | 1497.75 | 12481.25 | 143.5344 | 0 | 0 | 0 | 0 | 0 | 0 | 0 | 183.1903 | 0 | 0 | 0 | 0 | 0 | 0 | 0 | 0 | 0 | 298.3977 | 0 | 0 | 0 | 0 | 0 | 0 | 0 | 0 | 0 | 486.0583 | 0 | 0 | 0 | 0 | 54590.5622 | 0 | 0 | 0 | 0 | 791.7378 | 0 | 0 | 0 | 0 | 0 | 0 | 0 | 0
798 | PVC | 6 | 2004 |  | 50 | 10 | 2019 | 1.15% | 9985 | 998.5 | 1497.75 | 12481.25 | 143.5344 | 0 | 0 | 0 | 0 | 0 | 0 | 0 | 183.1903 | 0 | 0 | 0 | 0 | 0 | 0 | 0 | 0 | 0 | 298.3977 | 0 | 0 | 0 | 0 | 0 | 0 | 0 | 0 | 0 | 486.0583 | 0 | 0 | 0 | 0 | 54590.5622 | 0 | 0 | 0 | 0 | 791.7378 | 0 | 0 | 0 | 0 | 0 | 0 | 0 | 0
797 | PVC | 6 | 2004 |  | 50 | 10 | 2019 | 1.15% | 9985 | 998.5 | 1497.75 | 12481.25 | 143.5344 | 0 | 0 | 0 | 0 | 0 | 0 | 0 | 183.1903 | 0 | 0 | 0 | 0 | 0 | 0 | 0 | 0 | 0 | 298.3977 | 0 | 0 | 0 | 0 | 0 | 0 | 0 | 0 | 0 | 486.0583 | 0 | 0 | 0 | 0 | 54590.5622 | 0 | 0 | 0 | 0 | 791.7378 | 0 | 0 | 0 | 0 | 0 | 0 | 0 | 0
773 | PVC | 6 | 2004 |  | 50 | 10 | 2019 | 1.15% | 9985 | 998.5 | 1497.75 | 12481.25 | 143.5344 | 0 | 0 | 0 | 0 | 0 | 0 | 0 | 183.1903 | 0 | 0 | 0 | 0 | 0 | 0 | 0 | 0 | 0 | 298.3977 | 0 | 0 | 0 | 0 | 0 | 0 | 0 | 0 | 0 | 486.0583 | 0 | 0 | 0 | 0 | 54590.5622 | 0 | 0 | 0 | 0 | 791.7378 | 0 | 0 | 0 | 0 | 0 | 0 | 0 | 0
766 | PVC | 6 | 2004 |  | 50 | 10 | 2019 | 1.15% | 9985 | 998.5 | 1497.75 | 12481.25 | 143.5344 | 0 | 0 | 0 | 0 | 0 | 0 | 0 | 183.1903 | 0 | 0 | 0 | 0 | 0 | 0 | 0 | 0 | 0 | 298.3977 | 0 | 0 | 0 | 0 | 0 | 0 | 0 | 0 | 0 | 486.0583 | 0 | 0 | 0 | 0 | 54590.5622 | 0 | 0 | 0 | 0 | 791.7378 | 0 | 0 | 0 | 0 | 0 | 0 | 0 | 0
765 | PVC | 6 | 2004 |  | 50 | 10 | 2019 | 1.15% | 9985 | 998.5 | 1497.75 | 12481.25 | 143.5344 | 0 | 0 | 0 | 0 | 0 | 0 | 0 | 183.1903 | 0 | 0 | 0 | 0 | 0 | 0 | 0 | 0 | 0 | 298.3977 | 0 | 0 | 0 | 0 | 0 | 0 | 0 | 0 | 0 | 486.0583 | 0 | 0 | 0 | 0 | 54590.5622 | 0 | 0 | 0 | 0 | 791.7378 | 0 | 0 | 0 | 0 | 0 | 0 | 0 | 0
764 | PVC | 6 | 2004 |  | 50 | 10 | 2019 | 1.15% | 9985 | 998.5 | 1497.75 | 12481.25 | 143.5344 | 0 | 0 | 0 | 0 | 0 | 0 | 0 | 183.1903 | 0 | 0 | 0 | 0 | 0 | 0 | 0 | 0 | 0 | 298.3977 | 0 | 0 | 0 | 0 | 0 | 0 | 0 | 0 | 0 | 486.0583 | 0 | 0 | 0 | 0 | 54590.5622 | 0 | 0 | 0 | 0 | 791.7378 | 0 | 0 | 0 | 0 | 0 | 0 | 0 | 0
763 | PVC | 6 | 2004 |  | 50 | 10 | 2019 | 1.15% | 9985 | 998.5 | 1497.75 | 12481.25 | 143.5344 | 0 | 0 | 0 | 0 | 0 | 0 | 0 | 183.1903 | 0 | 0 | 0 | 0 | 0 | 0 | 0 | 0 | 0 | 298.3977 | 0 | 0 | 0 | 0 | 0 | 0 | 0 | 0 | 0 | 486.0583 | 0 | 0 | 0 | 0 | 54590.5622 | 0 | 0 | 0 | 0 | 791.7378 | 0 | 0 | 0 | 0 | 0 | 0 | 0 | 0
762 | PVC | 6 | 2004 |  | 50 | 10 | 2019 | 1.15% | 9985 | 998.5 | 1497.75 | 12481.25 | 143.5344 | 0 | 0 | 0 | 0 | 0 | 0 | 0 | 183.1903 | 0 | 0 | 0 | 0 | 0 | 0 | 0 | 0 | 0 | 298.3977 | 0 | 0 | 0 | 0 | 0 | 0 | 0 | 0 | 0 | 486.0583 | 0 | 0 | 0 | 0 | 54590.5622 | 0 | 0 | 0 | 0 | 791.7378 | 0 | 0 | 0 | 0 | 0 | 0 | 0 | 0
761 | PVC | 6 | 2004 |  | 50 | 10 | 2019 | 1.15% | 9985 | 998.5 | 1497.75 | 12481.25 | 143.5344 | 0 | 0 | 0 | 0 | 0 | 0 | 0 | 183.1903 | 0 | 0 | 0 | 0 | 0 | 0 | 0 | 0 | 0 | 298.3977 | 0 | 0 | 0 | 0 | 0 | 0 | 0 | 0 | 0 | 486.0583 | 0 | 0 | 0 | 0 | 54590.5622 | 0 | 0 | 0 | 0 | 791.7378 | 0 | 0 | 0 | 0 | 0 | 0 | 0 | 0
760 | PVC | 6 | 2004 |  | 50 | 10 | 2019 | 1.15% | 9985 | 998.5 | 1497.75 | 12481.25 | 143.5344 | 0 | 0 | 0 | 0 | 0 | 0 | 0 | 183.1903 | 0 | 0 | 0 | 0 | 0 | 0 | 0 | 0 | 0 | 298.3977 | 0 | 0 | 0 | 0 | 0 | 0 | 0 | 0 | 0 | 486.0583 | 0 | 0 | 0 | 0 | 54590.5622 | 0 | 0 | 0 | 0 | 791.7378 | 0 | 0 | 0 | 0 | 0 | 0 | 0 | 0
738 | PVC | 6 | 2004 |  | 50 | 10 | 2019 | 1.15% | 9985 | 998.5 | 1497.75 | 12481.25 | 143.5344 | 0 | 0 | 0 | 0 | 0 | 0 | 0 | 183.1903 | 0 | 0 | 0 | 0 | 0 | 0 | 0 | 0 | 0 | 298.3977 | 0 | 0 | 0 | 0 | 0 | 0 | 0 | 0 | 0 | 486.0583 | 0 | 0 | 0 | 0 | 54590.5622 | 0 | 0 | 0 | 0 | 791.7378 | 0 | 0 | 0 | 0 | 0 | 0 | 0 | 0
737 | PVC | 6 | 2004 |  | 50 | 10 | 2019 | 1.15% | 9985 | 998.5 | 1497.75 | 12481.25 | 143.5344 | 0 | 0 | 0 | 0 | 0 | 0 | 0 | 183.1903 | 0 | 0 | 0 | 0 | 0 | 0 | 0 | 0 | 0 | 298.3977 | 0 | 0 | 0 | 0 | 0 | 0 | 0 | 0 | 0 | 486.0583 | 0 | 0 | 0 | 0 | 54590.5622 | 0 | 0 | 0 | 0 | 791.7378 | 0 | 0 | 0 | 0 | 0 | 0 | 0 | 0
736 | PVC | 6 | 2004 |  | 50 | 10 | 2019 | 1.15% | 9985 | 998.5 | 1497.75 | 12481.25 | 143.5344 | 0 | 0 | 0 | 0 | 0 | 0 | 0 | 183.1903 | 0 | 0 | 0 | 0 | 0 | 0 | 0 | 0 | 0 | 298.3977 | 0 | 0 | 0 | 0 | 0 | 0 | 0 | 0 | 0 | 486.0583 | 0 | 0 | 0 | 0 | 54590.5622 | 0 | 0 | 0 | 0 | 791.7378 | 0 | 0 | 0 | 0 | 0 | 0 | 0 | 0
733 | PVC | 6 | 2004 |  | 50 | 10 | 2019 | 1.15% | 9985 | 998.5 | 1497.75 | 12481.25 | 143.5344 | 0 | 0 | 0 | 0 | 0 | 0 | 0 | 183.1903 | 0 | 0 | 0 | 0 | 0 | 0 | 0 | 0 | 0 | 298.3977 | 0 | 0 | 0 | 0 | 0 | 0 | 0 | 0 | 0 | 486.0583 | 0 | 0 | 0 | 0 | 54590.5622 | 0 | 0 | 0 | 0 | 791.7378 | 0 | 0 | 0 | 0 | 0 | 0 | 0 | 0
732 | PVC | 6 | 2004 |  | 50 | 10 | 2019 | 1.15% | 9985 | 998.5 | 1497.75 | 12481.25 | 143.5344 | 0 | 0 | 0 | 0 | 0 | 0 | 0 | 183.1903 | 0 | 0 | 0 | 0 | 0 | 0 | 0 | 0 | 0 | 298.3977 | 0 | 0 | 0 | 0 | 0 | 0 | 0 | 0 | 0 | 486.0583 | 0 | 0 | 0 | 0 | 54590.5622 | 0 | 0 | 0 | 0 | 791.7378 | 0 | 0 | 0 | 0 | 0 | 0 | 0 | 0
731 | PVC | 6 | 2004 |  | 50 | 10 | 2019 | 1.15% | 9985 | 998.5 | 1497.75 | 12481.25 | 143.5344 | 0 | 0 | 0 | 0 | 0 | 0 | 0 | 183.1903 | 0 | 0 | 0 | 0 | 0 | 0 | 0 | 0 | 0 | 298.3977 | 0 | 0 | 0 | 0 | 0 | 0 | 0 | 0 | 0 | 486.0583 | 0 | 0 | 0 | 0 | 54590.5622 | 0 | 0 | 0 | 0 | 791.7378 | 0 | 0 | 0 | 0 | 0 | 0 | 0 | 0
728 | PVC | 6 | 2004 |  | 50 | 10 | 2019 | 1.15% | 9985 | 998.5 | 1497.75 | 12481.25 | 143.5344 | 0 | 0 | 0 | 0 | 0 | 0 | 0 | 183.1903 | 0 | 0 | 0 | 0 | 0 | 0 | 0 | 0 | 0 | 298.3977 | 0 | 0 | 0 | 0 | 0 | 0 | 0 | 0 | 0 | 486.0583 | 0 | 0 | 0 | 0 | 54590.5622 | 0 | 0 | 0 | 0 | 791.7378 | 0 | 0 | 0 | 0 | 0 | 0 | 0 | 0
727 | PVC | 6 | 2004 |  | 50 | 10 | 2019 | 1.15% | 9985 | 998.5 | 1497.75 | 12481.25 | 143.5344 | 0 | 0 | 0 | 0 | 0 | 0 | 0 | 183.1903 | 0 | 0 | 0 | 0 | 0 | 0 | 0 | 0 | 0 | 298.3977 | 0 | 0 | 0 | 0 | 0 | 0 | 0 | 0 | 0 | 486.0583 | 0 | 0 | 0 | 0 | 54590.5622 | 0 | 0 | 0 | 0 | 791.7378 | 0 | 0 | 0 | 0 | 0 | 0 | 0 | 0
726 | PVC | 6 | 2004 |  | 50 | 10 | 2019 | 1.15% | 9985 | 998.5 | 1497.75 | 12481.25 | 143.5344 | 0 | 0 | 0 | 0 | 0 | 0 | 0 | 183.1903 | 0 | 0 | 0 | 0 | 0 | 0 | 0 | 0 | 0 | 298.3977 | 0 | 0 | 0 | 0 | 0 | 0 | 0 | 0 | 0 | 486.0583 | 0 | 0 | 0 | 0 | 54590.5622 | 0 | 0 | 0 | 0 | 791.7378 | 0 | 0 | 0 | 0 | 0 | 0 | 0 | 0
725 | PVC | 6 | 2004 |  | 50 | 10 | 2019 | 1.15% | 9985 | 998.5 | 1497.75 | 12481.25 | 143.5344 | 0 | 0 | 0 | 0 | 0 | 0 | 0 | 183.1903 | 0 | 0 | 0 | 0 | 0 | 0 | 0 | 0 | 0 | 298.3977 | 0 | 0 | 0 | 0 | 0 | 0 | 0 | 0 | 0 | 486.0583 | 0 | 0 | 0 | 0 | 54590.5622 | 0 | 0 | 0 | 0 | 791.7378 | 0 | 0 | 0 | 0 | 0 | 0 | 0 | 0
724 | PVC | 6 | 2004 |  | 50 | 10 | 2019 | 1.15% | 9985 | 998.5 | 1497.75 | 12481.25 | 143.5344 | 0 | 0 | 0 | 0 | 0 | 0 | 0 | 183.1903 | 0 | 0 | 0 | 0 | 0 | 0 | 0 | 0 | 0 | 298.3977 | 0 | 0 | 0 | 0 | 0 | 0 | 0 | 0 | 0 | 486.0583 | 0 | 0 | 0 | 0 | 54590.5622 | 0 | 0 | 0 | 0 | 791.7378 | 0 | 0 | 0 | 0 | 0 | 0 | 0 | 0
723 | PVC | 6 | 2004 |  | 50 | 10 | 2019 | 1.15% | 9985 | 998.5 | 1497.75 | 12481.25 | 143.5344 | 0 | 0 | 0 | 0 | 0 | 0 | 0 | 183.1903 | 0 | 0 | 0 | 0 | 0 | 0 | 0 | 0 | 0 | 298.3977 | 0 | 0 | 0 | 0 | 0 | 0 | 0 | 0 | 0 | 486.0583 | 0 | 0 | 0 | 0 | 54590.5622 | 0 | 0 | 0 | 0 | 791.7378 | 0 | 0 | 0 | 0 | 0 | 0 | 0 | 0
722 | PVC | 6 | 2004 |  | 50 | 10 | 2019 | 1.15% | 9985 | 998.5 | 1497.75 | 12481.25 | 143.5344 | 0 | 0 | 0 | 0 | 0 | 0 | 0 | 183.1903 | 0 | 0 | 0 | 0 | 0 | 0 | 0 | 0 | 0 | 298.3977 | 0 | 0 | 0 | 0 | 0 | 0 | 0 | 0 | 0 | 486.0583 | 0 | 0 | 0 | 0 | 54590.5622 | 0 | 0 | 0 | 0 | 791.7378 | 0 | 0 | 0 | 0 | 0 | 0 | 0 | 0
721 | PVC | 6 | 2004 |  | 50 | 10 | 2019 | 1.15% | 9985 | 998.5 | 1497.75 | 12481.25 | 143.5344 | 0 | 0 | 0 | 0 | 0 | 0 | 0 | 183.1903 | 0 | 0 | 0 | 0 | 0 | 0 | 0 | 0 | 0 | 298.3977 | 0 | 0 | 0 | 0 | 0 | 0 | 0 | 0 | 0 | 486.0583 | 0 | 0 | 0 | 0 | 54590.5622 | 0 | 0 | 0 | 0 | 791.7378 | 0 | 0 | 0 | 0 | 0 | 0 | 0 | 0
720 | PVC | 6 | 2004 |  | 50 | 10 | 2019 | 1.15% | 9985 | 998.5 | 1497.75 | 12481.25 | 143.5344 | 0 | 0 | 0 | 0 | 0 | 0 | 0 | 183.1903 | 0 | 0 | 0 | 0 | 0 | 0 | 0 | 0 | 0 | 298.3977 | 0 | 0 | 0 | 0 | 0 | 0 | 0 | 0 | 0 | 486.0583 | 0 | 0 | 0 | 0 | 54590.5622 | 0 | 0 | 0 | 0 | 791.7378 | 0 | 0 | 0 | 0 | 0 | 0 | 0 | 0
719 | PVC | 6 | 2004 |  | 50 | 10 | 2019 | 1.15% | 9985 | 998.5 | 1497.75 | 12481.25 | 143.5344 | 0 | 0 | 0 | 0 | 0 | 0 | 0 | 183.1903 | 0 | 0 | 0 | 0 | 0 | 0 | 0 | 0 | 0 | 298.3977 | 0 | 0 | 0 | 0 | 0 | 0 | 0 | 0 | 0 | 486.0583 | 0 | 0 | 0 | 0 | 54590.5622 | 0 | 0 | 0 | 0 | 791.7378 | 0 | 0 | 0 | 0 | 0 | 0 | 0 | 0
718 | PVC | 6 | 2004 |  | 50 | 10 | 2019 | 1.15% | 9985 | 998.5 | 1497.75 | 12481.25 | 143.5344 | 0 | 0 | 0 | 0 | 0 | 0 | 0 | 183.1903 | 0 | 0 | 0 | 0 | 0 | 0 | 0 | 0 | 0 | 298.3977 | 0 | 0 | 0 | 0 | 0 | 0 | 0 | 0 | 0 | 486.0583 | 0 | 0 | 0 | 0 | 54590.5622 | 0 | 0 | 0 | 0 | 791.7378 | 0 | 0 | 0 | 0 | 0 | 0 | 0 | 0
712 | PVC | 6 | 2004 |  | 50 | 10 | 2019 | 1.15% | 9985 | 998.5 | 1497.75 | 12481.25 | 143.5344 | 0 | 0 | 0 | 0 | 0 | 0 | 0 | 183.1903 | 0 | 0 | 0 | 0 | 0 | 0 | 0 | 0 | 0 | 298.3977 | 0 | 0 | 0 | 0 | 0 | 0 | 0 | 0 | 0 | 486.0583 | 0 | 0 | 0 | 0 | 54590.5622 | 0 | 0 | 0 | 0 | 791.7378 | 0 | 0 | 0 | 0 | 0 | 0 | 0 | 0
711 | PVC | 6 | 2004 |  | 50 | 10 | 2019 | 1.15% | 9985 | 998.5 | 1497.75 | 12481.25 | 143.5344 | 0 | 0 | 0 | 0 | 0 | 0 | 0 | 183.1903 | 0 | 0 | 0 | 0 | 0 | 0 | 0 | 0 | 0 | 298.3977 | 0 | 0 | 0 | 0 | 0 | 0 | 0 | 0 | 0 | 486.0583 | 0 | 0 | 0 | 0 | 54590.5622 | 0 | 0 | 0 | 0 | 791.7378 | 0 | 0 | 0 | 0 | 0 | 0 | 0 | 0
710 | PVC | 6 | 2004 |  | 50 | 10 | 2019 | 1.15% | 9985 | 998.5 | 1497.75 | 12481.25 | 143.5344 | 0 | 0 | 0 | 0 | 0 | 0 | 0 | 183.1903 | 0 | 0 | 0 | 0 | 0 | 0 | 0 | 0 | 0 | 298.3977 | 0 | 0 | 0 | 0 | 0 | 0 | 0 | 0 | 0 | 486.0583 | 0 | 0 | 0 | 0 | 54590.5622 | 0 | 0 | 0 | 0 | 791.7378 | 0 | 0 | 0 | 0 | 0 | 0 | 0 | 0
709 | PVC | 6 | 2004 |  | 50 | 10 | 2019 | 1.15% | 9985 | 998.5 | 1497.75 | 12481.25 | 143.5344 | 0 | 0 | 0 | 0 | 0 | 0 | 0 | 183.1903 | 0 | 0 | 0 | 0 | 0 | 0 | 0 | 0 | 0 | 298.3977 | 0 | 0 | 0 | 0 | 0 | 0 | 0 | 0 | 0 | 486.0583 | 0 | 0 | 0 | 0 | 54590.5622 | 0 | 0 | 0 | 0 | 791.7378 | 0 | 0 | 0 | 0 | 0 | 0 | 0 | 0
708 | PVC | 6 | 2004 |  | 50 | 10 | 2019 | 1.15% | 9985 | 998.5 | 1497.75 | 12481.25 | 143.5344 | 0 | 0 | 0 | 0 | 0 | 0 | 0 | 183.1903 | 0 | 0 | 0 | 0 | 0 | 0 | 0 | 0 | 0 | 298.3977 | 0 | 0 | 0 | 0 | 0 | 0 | 0 | 0 | 0 | 486.0583 | 0 | 0 | 0 | 0 | 54590.5622 | 0 | 0 | 0 | 0 | 791.7378 | 0 | 0 | 0 | 0 | 0 | 0 | 0 | 0
707 | PVC | 6 | 2004 |  | 50 | 10 | 2019 | 1.15% | 9985 | 998.5 | 1497.75 | 12481.25 | 143.5344 | 0 | 0 | 0 | 0 | 0 | 0 | 0 | 183.1903 | 0 | 0 | 0 | 0 | 0 | 0 | 0 | 0 | 0 | 298.3977 | 0 | 0 | 0 | 0 | 0 | 0 | 0 | 0 | 0 | 486.0583 | 0 | 0 | 0 | 0 | 54590.5622 | 0 | 0 | 0 | 0 | 791.7378 | 0 | 0 | 0 | 0 | 0 | 0 | 0 | 0
706 | PVC | 6 | 2004 |  | 50 | 10 | 2019 | 1.15% | 9985 | 998.5 | 1497.75 | 12481.25 | 143.5344 | 0 | 0 | 0 | 0 | 0 | 0 | 0 | 183.1903 | 0 | 0 | 0 | 0 | 0 | 0 | 0 | 0 | 0 | 298.3977 | 0 | 0 | 0 | 0 | 0 | 0 | 0 | 0 | 0 | 486.0583 | 0 | 0 | 0 | 0 | 54590.5622 | 0 | 0 | 0 | 0 | 791.7378 | 0 | 0 | 0 | 0 | 0 | 0 | 0 | 0
705 | PVC | 6 | 2004 |  | 50 | 10 | 2019 | 1.15% | 9985 | 998.5 | 1497.75 | 12481.25 | 143.5344 | 0 | 0 | 0 | 0 | 0 | 0 | 0 | 183.1903 | 0 | 0 | 0 | 0 | 0 | 0 | 0 | 0 | 0 | 298.3977 | 0 | 0 | 0 | 0 | 0 | 0 | 0 | 0 | 0 | 486.0583 | 0 | 0 | 0 | 0 | 54590.5622 | 0 | 0 | 0 | 0 | 791.7378 | 0 | 0 | 0 | 0 | 0 | 0 | 0 | 0
704 | PVC | 6 | 2004 |  | 50 | 10 | 2019 | 1.15% | 9985 | 998.5 | 1497.75 | 12481.25 | 143.5344 | 0 | 0 | 0 | 0 | 0 | 0 | 0 | 183.1903 | 0 | 0 | 0 | 0 | 0 | 0 | 0 | 0 | 0 | 298.3977 | 0 | 0 | 0 | 0 | 0 | 0 | 0 | 0 | 0 | 486.0583 | 0 | 0 | 0 | 0 | 54590.5622 | 0 | 0 | 0 | 0 | 791.7378 | 0 | 0 | 0 | 0 | 0 | 0 | 0 | 0
703 | PVC | 6 | 2004 |  | 50 | 10 | 2019 | 1.15% | 9985 | 998.5 | 1497.75 | 12481.25 | 143.5344 | 0 | 0 | 0 | 0 | 0 | 0 | 0 | 183.1903 | 0 | 0 | 0 | 0 | 0 | 0 | 0 | 0 | 0 | 298.3977 | 0 | 0 | 0 | 0 | 0 | 0 | 0 | 0 | 0 | 486.0583 | 0 | 0 | 0 | 0 | 54590.5622 | 0 | 0 | 0 | 0 | 791.7378 | 0 | 0 | 0 | 0 | 0 | 0 | 0 | 0
702 | PVC | 6 | 2004 |  | 50 | 10 | 2019 | 1.15% | 9985 | 998.5 | 1497.75 | 12481.25 | 143.5344 | 0 | 0 | 0 | 0 | 0 | 0 | 0 | 183.1903 | 0 | 0 | 0 | 0 | 0 | 0 | 0 | 0 | 0 | 298.3977 | 0 | 0 | 0 | 0 | 0 | 0 | 0 | 0 | 0 | 486.0583 | 0 | 0 | 0 | 0 | 54590.5622 | 0 | 0 | 0 | 0 | 791.7378 | 0 | 0 | 0 | 0 | 0 | 0 | 0 | 0
701 | PVC | 6 | 2004 |  | 50 | 10 | 2019 | 1.15% | 9985 | 998.5 | 1497.75 | 12481.25 | 143.5344 | 0 | 0 | 0 | 0 | 0 | 0 | 0 | 183.1903 | 0 | 0 | 0 | 0 | 0 | 0 | 0 | 0 | 0 | 298.3977 | 0 | 0 | 0 | 0 | 0 | 0 | 0 | 0 | 0 | 486.0583 | 0 | 0 | 0 | 0 | 54590.5622 | 0 | 0 | 0 | 0 | 791.7378 | 0 | 0 | 0 | 0 | 0 | 0 | 0 | 0
700 | PVC | 6 | 2004 |  | 50 | 10 | 2019 | 1.15% | 9985 | 998.5 | 1497.75 | 12481.25 | 143.5344 | 0 | 0 | 0 | 0 | 0 | 0 | 0 | 183.1903 | 0 | 0 | 0 | 0 | 0 | 0 | 0 | 0 | 0 | 298.3977 | 0 | 0 | 0 | 0 | 0 | 0 | 0 | 0 | 0 | 486.0583 | 0 | 0 | 0 | 0 | 54590.5622 | 0 | 0 | 0 | 0 | 791.7378 | 0 | 0 | 0 | 0 | 0 | 0 | 0 | 0
699 | PVC | 6 | 2004 |  | 50 | 10 | 2019 | 1.15% | 9985 | 998.5 | 1497.75 | 12481.25 | 143.5344 | 0 | 0 | 0 | 0 | 0 | 0 | 0 | 183.1903 | 0 | 0 | 0 | 0 | 0 | 0 | 0 | 0 | 0 | 298.3977 | 0 | 0 | 0 | 0 | 0 | 0 | 0 | 0 | 0 | 486.0583 | 0 | 0 | 0 | 0 | 54590.5622 | 0 | 0 | 0 | 0 | 791.7378 | 0 | 0 | 0 | 0 | 0 | 0 | 0 | 0
698 | PVC | 6 | 2004 |  | 50 | 10 | 2019 | 1.15% | 9985 | 998.5 | 1497.75 | 12481.25 | 143.5344 | 0 | 0 | 0 | 0 | 0 | 0 | 0 | 183.1903 | 0 | 0 | 0 | 0 | 0 | 0 | 0 | 0 | 0 | 298.3977 | 0 | 0 | 0 | 0 | 0 | 0 | 0 | 0 | 0 | 486.0583 | 0 | 0 | 0 | 0 | 54590.5622 | 0 | 0 | 0 | 0 | 791.7378 | 0 | 0 | 0 | 0 | 0 | 0 | 0 | 0
697 | PVC | 6 | 2004 |  | 50 | 10 | 2019 | 1.15% | 9985 | 998.5 | 1497.75 | 12481.25 | 143.5344 | 0 | 0 | 0 | 0 | 0 | 0 | 0 | 183.1903 | 0 | 0 | 0 | 0 | 0 | 0 | 0 | 0 | 0 | 298.3977 | 0 | 0 | 0 | 0 | 0 | 0 | 0 | 0 | 0 | 486.0583 | 0 | 0 | 0 | 0 | 54590.5622 | 0 | 0 | 0 | 0 | 791.7378 | 0 | 0 | 0 | 0 | 0 | 0 | 0 | 0
696 | PVC | 6 | 2004 |  | 50 | 10 | 2020 | 1.15% | 9985 | 998.5 | 1497.75 | 12481.25 | 143.5344 | 0 | 0 | 0 | 0 | 0 | 0 | 0 | 0 | 192.3498 | 0 | 0 | 0 | 0 | 0 | 0 | 0 | 0 | 0 | 313.3175 | 0 | 0 | 0 | 0 | 0 | 0 | 0 | 0 | 0 | 510.3613 | 0 | 0 | 0 | 54590.5622 | 0 | 0 | 0 | 0 | 0 | 831.3247 | 0 | 0 | 0 | 0 | 0 | 0 | 0
695 | PVC | 6 | 2004 |  | 50 | 10 | 2020 | 1.15% | 9985 | 998.5 | 1497.75 | 12481.25 | 143.5344 | 0 | 0 | 0 | 0 | 0 | 0 | 0 | 0 | 192.3498 | 0 | 0 | 0 | 0 | 0 | 0 | 0 | 0 | 0 | 313.3175 | 0 | 0 | 0 | 0 | 0 | 0 | 0 | 0 | 0 | 510.3613 | 0 | 0 | 0 | 54590.5622 | 0 | 0 | 0 | 0 | 0 | 831.3247 | 0 | 0 | 0 | 0 | 0 | 0 | 0
694 | PVC | 6 | 2004 |  | 50 | 10 | 2020 | 1.15% | 9985 | 998.5 | 1497.75 | 12481.25 | 143.5344 | 0 | 0 | 0 | 0 | 0 | 0 | 0 | 0 | 192.3498 | 0 | 0 | 0 | 0 | 0 | 0 | 0 | 0 | 0 | 313.3175 | 0 | 0 | 0 | 0 | 0 | 0 | 0 | 0 | 0 | 510.3613 | 0 | 0 | 0 | 54590.5622 | 0 | 0 | 0 | 0 | 0 | 831.3247 | 0 | 0 | 0 | 0 | 0 | 0 | 0
693 | PVC | 6 | 2004 |  | 50 | 10 | 2020 | 1.15% | 9985 | 998.5 | 1497.75 | 12481.25 | 143.5344 | 0 | 0 | 0 | 0 | 0 | 0 | 0 | 0 | 192.3498 | 0 | 0 | 0 | 0 | 0 | 0 | 0 | 0 | 0 | 313.3175 | 0 | 0 | 0 | 0 | 0 | 0 | 0 | 0 | 0 | 510.3613 | 0 | 0 | 0 | 54590.5622 | 0 | 0 | 0 | 0 | 0 | 831.3247 | 0 | 0 | 0 | 0 | 0 | 0 | 0
692 | PVC | 6 | 2004 |  | 50 | 10 | 2020 | 1.15% | 9985 | 998.5 | 1497.75 | 12481.25 | 143.5344 | 0 | 0 | 0 | 0 | 0 | 0 | 0 | 0 | 192.3498 | 0 | 0 | 0 | 0 | 0 | 0 | 0 | 0 | 0 | 313.3175 | 0 | 0 | 0 | 0 | 0 | 0 | 0 | 0 | 0 | 510.3613 | 0 | 0 | 0 | 54590.5622 | 0 | 0 | 0 | 0 | 0 | 831.3247 | 0 | 0 | 0 | 0 | 0 | 0 | 0
681 | PVC | 6 | 2004 |  | 50 | 10 | 2020 | 1.15% | 9985 | 998.5 | 1497.75 | 12481.25 | 143.5344 | 0 | 0 | 0 | 0 | 0 | 0 | 0 | 0 | 192.3498 | 0 | 0 | 0 | 0 | 0 | 0 | 0 | 0 | 0 | 313.3175 | 0 | 0 | 0 | 0 | 0 | 0 | 0 | 0 | 0 | 510.3613 | 0 | 0 | 0 | 54590.5622 | 0 | 0 | 0 | 0 | 0 | 831.3247 | 0 | 0 | 0 | 0 | 0 | 0 | 0
680 | PVC | 6 | 2004 |  | 50 | 10 | 2020 | 1.15% | 9985 | 998.5 | 1497.75 | 12481.25 | 143.5344 | 0 | 0 | 0 | 0 | 0 | 0 | 0 | 0 | 192.3498 | 0 | 0 | 0 | 0 | 0 | 0 | 0 | 0 | 0 | 313.3175 | 0 | 0 | 0 | 0 | 0 | 0 | 0 | 0 | 0 | 510.3613 | 0 | 0 | 0 | 54590.5622 | 0 | 0 | 0 | 0 | 0 | 831.3247 | 0 | 0 | 0 | 0 | 0 | 0 | 0
679 | PVC | 6 | 2004 |  | 50 | 10 | 2020 | 1.15% | 9985 | 998.5 | 1497.75 | 12481.25 | 143.5344 | 0 | 0 | 0 | 0 | 0 | 0 | 0 | 0 | 192.3498 | 0 | 0 | 0 | 0 | 0 | 0 | 0 | 0 | 0 | 313.3175 | 0 | 0 | 0 | 0 | 0 | 0 | 0 | 0 | 0 | 510.3613 | 0 | 0 | 0 | 54590.5622 | 0 | 0 | 0 | 0 | 0 | 831.3247 | 0 | 0 | 0 | 0 | 0 | 0 | 0
678 | PVC | 6 | 2004 |  | 50 | 10 | 2020 | 1.15% | 9985 | 998.5 | 1497.75 | 12481.25 | 143.5344 | 0 | 0 | 0 | 0 | 0 | 0 | 0 | 0 | 192.3498 | 0 | 0 | 0 | 0 | 0 | 0 | 0 | 0 | 0 | 313.3175 | 0 | 0 | 0 | 0 | 0 | 0 | 0 | 0 | 0 | 510.3613 | 0 | 0 | 0 | 54590.5622 | 0 | 0 | 0 | 0 | 0 | 831.3247 | 0 | 0 | 0 | 0 | 0 | 0 | 0
677 | PVC | 6 | 2004 |  | 50 | 10 | 2020 | 1.15% | 9985 | 998.5 | 1497.75 | 12481.25 | 143.5344 | 0 | 0 | 0 | 0 | 0 | 0 | 0 | 0 | 192.3498 | 0 | 0 | 0 | 0 | 0 | 0 | 0 | 0 | 0 | 313.3175 | 0 | 0 | 0 | 0 | 0 | 0 | 0 | 0 | 0 | 510.3613 | 0 | 0 | 0 | 54590.5622 | 0 | 0 | 0 | 0 | 0 | 831.3247 | 0 | 0 | 0 | 0 | 0 | 0 | 0
676 | PVC | 6 | 2004 |  | 50 | 10 | 2020 | 1.15% | 9985 | 998.5 | 1497.75 | 12481.25 | 143.5344 | 0 | 0 | 0 | 0 | 0 | 0 | 0 | 0 | 192.3498 | 0 | 0 | 0 | 0 | 0 | 0 | 0 | 0 | 0 | 313.3175 | 0 | 0 | 0 | 0 | 0 | 0 | 0 | 0 | 0 | 510.3613 | 0 | 0 | 0 | 54590.5622 | 0 | 0 | 0 | 0 | 0 | 831.3247 | 0 | 0 | 0 | 0 | 0 | 0 | 0
675 | PVC | 6 | 2004 |  | 50 | 10 | 2020 | 1.15% | 9985 | 998.5 | 1497.75 | 12481.25 | 143.5344 | 0 | 0 | 0 | 0 | 0 | 0 | 0 | 0 | 192.3498 | 0 | 0 | 0 | 0 | 0 | 0 | 0 | 0 | 0 | 313.3175 | 0 | 0 | 0 | 0 | 0 | 0 | 0 | 0 | 0 | 510.3613 | 0 | 0 | 0 | 54590.5622 | 0 | 0 | 0 | 0 | 0 | 831.3247 | 0 | 0 | 0 | 0 | 0 | 0 | 0
674 | PVC | 6 | 2004 |  | 50 | 10 | 2020 | 1.15% | 9985 | 998.5 | 1497.75 | 12481.25 | 143.5344 | 0 | 0 | 0 | 0 | 0 | 0 | 0 | 0 | 192.3498 | 0 | 0 | 0 | 0 | 0 | 0 | 0 | 0 | 0 | 313.3175 | 0 | 0 | 0 | 0 | 0 | 0 | 0 | 0 | 0 | 510.3613 | 0 | 0 | 0 | 54590.5622 | 0 | 0 | 0 | 0 | 0 | 831.3247 | 0 | 0 | 0 | 0 | 0 | 0 | 0
673 | PVC | 6 | 2004 |  | 50 | 10 | 2020 | 1.15% | 9985 | 998.5 | 1497.75 | 12481.25 | 143.5344 | 0 | 0 | 0 | 0 | 0 | 0 | 0 | 0 | 192.3498 | 0 | 0 | 0 | 0 | 0 | 0 | 0 | 0 | 0 | 313.3175 | 0 | 0 | 0 | 0 | 0 | 0 | 0 | 0 | 0 | 510.3613 | 0 | 0 | 0 | 54590.5622 | 0 | 0 | 0 | 0 | 0 | 831.3247 | 0 | 0 | 0 | 0 | 0 | 0 | 0
672 | PVC | 6 | 2004 |  | 50 | 10 | 2020 | 1.15% | 9985 | 998.5 | 1497.75 | 12481.25 | 143.5344 | 0 | 0 | 0 | 0 | 0 | 0 | 0 | 0 | 192.3498 | 0 | 0 | 0 | 0 | 0 | 0 | 0 | 0 | 0 | 313.3175 | 0 | 0 | 0 | 0 | 0 | 0 | 0 | 0 | 0 | 510.3613 | 0 | 0 | 0 | 54590.5622 | 0 | 0 | 0 | 0 | 0 | 831.3247 | 0 | 0 | 0 | 0 | 0 | 0 | 0
671 | PVC | 6 | 2004 |  | 50 | 10 | 2020 | 1.15% | 9985 | 998.5 | 1497.75 | 12481.25 | 143.5344 | 0 | 0 | 0 | 0 | 0 | 0 | 0 | 0 | 192.3498 | 0 | 0 | 0 | 0 | 0 | 0 | 0 | 0 | 0 | 313.3175 | 0 | 0 | 0 | 0 | 0 | 0 | 0 | 0 | 0 | 510.3613 | 0 | 0 | 0 | 54590.5622 | 0 | 0 | 0 | 0 | 0 | 831.3247 | 0 | 0 | 0 | 0 | 0 | 0 | 0
670 | PVC | 6 | 2004 |  | 50 | 10 | 2020 | 1.15% | 9985 | 998.5 | 1497.75 | 12481.25 | 143.5344 | 0 | 0 | 0 | 0 | 0 | 0 | 0 | 0 | 192.3498 | 0 | 0 | 0 | 0 | 0 | 0 | 0 | 0 | 0 | 313.3175 | 0 | 0 | 0 | 0 | 0 | 0 | 0 | 0 | 0 | 510.3613 | 0 | 0 | 0 | 54590.5622 | 0 | 0 | 0 | 0 | 0 | 831.3247 | 0 | 0 | 0 | 0 | 0 | 0 | 0
666 | PVC | 6 | 2004 |  | 50 | 10 | 2020 | 1.15% | 9985 | 998.5 | 1497.75 | 12481.25 | 143.5344 | 0 | 0 | 0 | 0 | 0 | 0 | 0 | 0 | 192.3498 | 0 | 0 | 0 | 0 | 0 | 0 | 0 | 0 | 0 | 313.3175 | 0 | 0 | 0 | 0 | 0 | 0 | 0 | 0 | 0 | 510.3613 | 0 | 0 | 0 | 54590.5622 | 0 | 0 | 0 | 0 | 0 | 831.3247 | 0 | 0 | 0 | 0 | 0 | 0 | 0
665 | PVC | 6 | 2004 |  | 50 | 10 | 2020 | 1.15% | 9985 | 998.5 | 1497.75 | 12481.25 | 143.5344 | 0 | 0 | 0 | 0 | 0 | 0 | 0 | 0 | 192.3498 | 0 | 0 | 0 | 0 | 0 | 0 | 0 | 0 | 0 | 313.3175 | 0 | 0 | 0 | 0 | 0 | 0 | 0 | 0 | 0 | 510.3613 | 0 | 0 | 0 | 54590.5622 | 0 | 0 | 0 | 0 | 0 | 831.3247 | 0 | 0 | 0 | 0 | 0 | 0 | 0
664 | PVC | 6 | 2004 |  | 50 | 10 | 2020 | 1.15% | 9985 | 998.5 | 1497.75 | 12481.25 | 143.5344 | 0 | 0 | 0 | 0 | 0 | 0 | 0 | 0 | 192.3498 | 0 | 0 | 0 | 0 | 0 | 0 | 0 | 0 | 0 | 313.3175 | 0 | 0 | 0 | 0 | 0 | 0 | 0 | 0 | 0 | 510.3613 | 0 | 0 | 0 | 54590.5622 | 0 | 0 | 0 | 0 | 0 | 831.3247 | 0 | 0 | 0 | 0 | 0 | 0 | 0
663 | PVC | 6 | 2004 |  | 50 | 10 | 2020 | 1.15% | 9985 | 998.5 | 1497.75 | 12481.25 | 143.5344 | 0 | 0 | 0 | 0 | 0 | 0 | 0 | 0 | 192.3498 | 0 | 0 | 0 | 0 | 0 | 0 | 0 | 0 | 0 | 313.3175 | 0 | 0 | 0 | 0 | 0 | 0 | 0 | 0 | 0 | 510.3613 | 0 | 0 | 0 | 54590.5622 | 0 | 0 | 0 | 0 | 0 | 831.3247 | 0 | 0 | 0 | 0 | 0 | 0 | 0
662 | PVC | 6 | 2004 |  | 50 | 10 | 2020 | 1.15% | 9985 | 998.5 | 1497.75 | 12481.25 | 143.5344 | 0 | 0 | 0 | 0 | 0 | 0 | 0 | 0 | 192.3498 | 0 | 0 | 0 | 0 | 0 | 0 | 0 | 0 | 0 | 313.3175 | 0 | 0 | 0 | 0 | 0 | 0 | 0 | 0 | 0 | 510.3613 | 0 | 0 | 0 | 54590.5622 | 0 | 0 | 0 | 0 | 0 | 831.3247 | 0 | 0 | 0 | 0 | 0 | 0 | 0
661 | PVC | 6 | 2004 |  | 50 | 10 | 2020 | 1.15% | 9985 | 998.5 | 1497.75 | 12481.25 | 143.5344 | 0 | 0 | 0 | 0 | 0 | 0 | 0 | 0 | 192.3498 | 0 | 0 | 0 | 0 | 0 | 0 | 0 | 0 | 0 | 313.3175 | 0 | 0 | 0 | 0 | 0 | 0 | 0 | 0 | 0 | 510.3613 | 0 | 0 | 0 | 54590.5622 | 0 | 0 | 0 | 0 | 0 | 831.3247 | 0 | 0 | 0 | 0 | 0 | 0 | 0
660 | PVC | 6 | 2004 |  | 50 | 10 | 2020 | 1.15% | 9985 | 998.5 | 1497.75 | 12481.25 | 143.5344 | 0 | 0 | 0 | 0 | 0 | 0 | 0 | 0 | 192.3498 | 0 | 0 | 0 | 0 | 0 | 0 | 0 | 0 | 0 | 313.3175 | 0 | 0 | 0 | 0 | 0 | 0 | 0 | 0 | 0 | 510.3613 | 0 | 0 | 0 | 54590.5622 | 0 | 0 | 0 | 0 | 0 | 831.3247 | 0 | 0 | 0 | 0 | 0 | 0 | 0
659 | PVC | 6 | 2004 |  | 50 | 10 | 2020 | 1.15% | 9985 | 998.5 | 1497.75 | 12481.25 | 143.5344 | 0 | 0 | 0 | 0 | 0 | 0 | 0 | 0 | 192.3498 | 0 | 0 | 0 | 0 | 0 | 0 | 0 | 0 | 0 | 313.3175 | 0 | 0 | 0 | 0 | 0 | 0 | 0 | 0 | 0 | 510.3613 | 0 | 0 | 0 | 54590.5622 | 0 | 0 | 0 | 0 | 0 | 831.3247 | 0 | 0 | 0 | 0 | 0 | 0 | 0
658 | PVC | 6 | 2004 |  | 50 | 10 | 2020 | 1.15% | 9985 | 998.5 | 1497.75 | 12481.25 | 143.5344 | 0 | 0 | 0 | 0 | 0 | 0 | 0 | 0 | 192.3498 | 0 | 0 | 0 | 0 | 0 | 0 | 0 | 0 | 0 | 313.3175 | 0 | 0 | 0 | 0 | 0 | 0 | 0 | 0 | 0 | 510.3613 | 0 | 0 | 0 | 54590.5622 | 0 | 0 | 0 | 0 | 0 | 831.3247 | 0 | 0 | 0 | 0 | 0 | 0 | 0
657 | PVC | 6 | 2004 |  | 50 | 10 | 2020 | 1.15% | 9985 | 998.5 | 1497.75 | 12481.25 | 143.5344 | 0 | 0 | 0 | 0 | 0 | 0 | 0 | 0 | 192.3498 | 0 | 0 | 0 | 0 | 0 | 0 | 0 | 0 | 0 | 313.3175 | 0 | 0 | 0 | 0 | 0 | 0 | 0 | 0 | 0 | 510.3613 | 0 | 0 | 0 | 54590.5622 | 0 | 0 | 0 | 0 | 0 | 831.3247 | 0 | 0 | 0 | 0 | 0 | 0 | 0
656 | PVC | 6 | 2004 |  | 50 | 10 | 2020 | 1.15% | 9985 | 998.5 | 1497.75 | 12481.25 | 143.5344 | 0 | 0 | 0 | 0 | 0 | 0 | 0 | 0 | 192.3498 | 0 | 0 | 0 | 0 | 0 | 0 | 0 | 0 | 0 | 313.3175 | 0 | 0 | 0 | 0 | 0 | 0 | 0 | 0 | 0 | 510.3613 | 0 | 0 | 0 | 54590.5622 | 0 | 0 | 0 | 0 | 0 | 831.3247 | 0 | 0 | 0 | 0 | 0 | 0 | 0
649 | PVC | 6 | 2004 |  | 50 | 10 | 2020 | 1.15% | 9985 | 998.5 | 1497.75 | 12481.25 | 143.5344 | 0 | 0 | 0 | 0 | 0 | 0 | 0 | 0 | 192.3498 | 0 | 0 | 0 | 0 | 0 | 0 | 0 | 0 | 0 | 313.3175 | 0 | 0 | 0 | 0 | 0 | 0 | 0 | 0 | 0 | 510.3613 | 0 | 0 | 0 | 54590.5622 | 0 | 0 | 0 | 0 | 0 | 831.3247 | 0 | 0 | 0 | 0 | 0 | 0 | 0
648 | PVC | 6 | 2004 |  | 50 | 10 | 2020 | 1.15% | 9985 | 998.5 | 1497.75 | 12481.25 | 143.5344 | 0 | 0 | 0 | 0 | 0 | 0 | 0 | 0 | 192.3498 | 0 | 0 | 0 | 0 | 0 | 0 | 0 | 0 | 0 | 313.3175 | 0 | 0 | 0 | 0 | 0 | 0 | 0 | 0 | 0 | 510.3613 | 0 | 0 | 0 | 54590.5622 | 0 | 0 | 0 | 0 | 0 | 831.3247 | 0 | 0 | 0 | 0 | 0 | 0 | 0
647 | PVC | 6 | 2004 |  | 50 | 10 | 2020 | 1.15% | 9985 | 998.5 | 1497.75 | 12481.25 | 143.5344 | 0 | 0 | 0 | 0 | 0 | 0 | 0 | 0 | 192.3498 | 0 | 0 | 0 | 0 | 0 | 0 | 0 | 0 | 0 | 313.3175 | 0 | 0 | 0 | 0 | 0 | 0 | 0 | 0 | 0 | 510.3613 | 0 | 0 | 0 | 54590.5622 | 0 | 0 | 0 | 0 | 0 | 831.3247 | 0 | 0 | 0 | 0 | 0 | 0 | 0
646 | PVC | 6 | 2004 |  | 50 | 10 | 2020 | 1.15% | 9985 | 998.5 | 1497.75 | 12481.25 | 143.5344 | 0 | 0 | 0 | 0 | 0 | 0 | 0 | 0 | 192.3498 | 0 | 0 | 0 | 0 | 0 | 0 | 0 | 0 | 0 | 313.3175 | 0 | 0 | 0 | 0 | 0 | 0 | 0 | 0 | 0 | 510.3613 | 0 | 0 | 0 | 54590.5622 | 0 | 0 | 0 | 0 | 0 | 831.3247 | 0 | 0 | 0 | 0 | 0 | 0 | 0
645 | PVC | 6 | 2004 |  | 50 | 10 | 2020 | 1.15% | 9985 | 998.5 | 1497.75 | 12481.25 | 143.5344 | 0 | 0 | 0 | 0 | 0 | 0 | 0 | 0 | 192.3498 | 0 | 0 | 0 | 0 | 0 | 0 | 0 | 0 | 0 | 313.3175 | 0 | 0 | 0 | 0 | 0 | 0 | 0 | 0 | 0 | 510.3613 | 0 | 0 | 0 | 54590.5622 | 0 | 0 | 0 | 0 | 0 | 831.3247 | 0 | 0 | 0 | 0 | 0 | 0 | 0
644 | PVC | 6 | 2004 |  | 50 | 10 | 2020 | 1.15% | 9985 | 998.5 | 1497.75 | 12481.25 | 143.5344 | 0 | 0 | 0 | 0 | 0 | 0 | 0 | 0 | 192.3498 | 0 | 0 | 0 | 0 | 0 | 0 | 0 | 0 | 0 | 313.3175 | 0 | 0 | 0 | 0 | 0 | 0 | 0 | 0 | 0 | 510.3613 | 0 | 0 | 0 | 54590.5622 | 0 | 0 | 0 | 0 | 0 | 831.3247 | 0 | 0 | 0 | 0 | 0 | 0 | 0
643 | PVC | 6 | 2004 |  | 50 | 10 | 2020 | 1.15% | 9985 | 998.5 | 1497.75 | 12481.25 | 143.5344 | 0 | 0 | 0 | 0 | 0 | 0 | 0 | 0 | 192.3498 | 0 | 0 | 0 | 0 | 0 | 0 | 0 | 0 | 0 | 313.3175 | 0 | 0 | 0 | 0 | 0 | 0 | 0 | 0 | 0 | 510.3613 | 0 | 0 | 0 | 54590.5622 | 0 | 0 | 0 | 0 | 0 | 831.3247 | 0 | 0 | 0 | 0 | 0 | 0 | 0
642 | PVC | 6 | 2004 |  | 50 | 10 | 2020 | 1.15% | 9985 | 998.5 | 1497.75 | 12481.25 | 143.5344 | 0 | 0 | 0 | 0 | 0 | 0 | 0 | 0 | 192.3498 | 0 | 0 | 0 | 0 | 0 | 0 | 0 | 0 | 0 | 313.3175 | 0 | 0 | 0 | 0 | 0 | 0 | 0 | 0 | 0 | 510.3613 | 0 | 0 | 0 | 54590.5622 | 0 | 0 | 0 | 0 | 0 | 831.3247 | 0 | 0 | 0 | 0 | 0 | 0 | 0
641 | PVC | 6 | 2004 |  | 50 | 10 | 2020 | 1.15% | 9985 | 998.5 | 1497.75 | 12481.25 | 143.5344 | 0 | 0 | 0 | 0 | 0 | 0 | 0 | 0 | 192.3498 | 0 | 0 | 0 | 0 | 0 | 0 | 0 | 0 | 0 | 313.3175 | 0 | 0 | 0 | 0 | 0 | 0 | 0 | 0 | 0 | 510.3613 | 0 | 0 | 0 | 54590.5622 | 0 | 0 | 0 | 0 | 0 | 831.3247 | 0 | 0 | 0 | 0 | 0 | 0 | 0
636 | PVC | 6 | 2004 |  | 50 | 10 | 2020 | 1.15% | 9985 | 998.5 | 1497.75 | 12481.25 | 143.5344 | 0 | 0 | 0 | 0 | 0 | 0 | 0 | 0 | 192.3498 | 0 | 0 | 0 | 0 | 0 | 0 | 0 | 0 | 0 | 313.3175 | 0 | 0 | 0 | 0 | 0 | 0 | 0 | 0 | 0 | 510.3613 | 0 | 0 | 0 | 54590.5622 | 0 | 0 | 0 | 0 | 0 | 831.3247 | 0 | 0 | 0 | 0 | 0 | 0 | 0
635 | PVC | 6 | 2004 |  | 50 | 10 | 2020 | 1.15% | 9985 | 998.5 | 1497.75 | 12481.25 | 143.5344 | 0 | 0 | 0 | 0 | 0 | 0 | 0 | 0 | 192.3498 | 0 | 0 | 0 | 0 | 0 | 0 | 0 | 0 | 0 | 313.3175 | 0 | 0 | 0 | 0 | 0 | 0 | 0 | 0 | 0 | 510.3613 | 0 | 0 | 0 | 54590.5622 | 0 | 0 | 0 | 0 | 0 | 831.3247 | 0 | 0 | 0 | 0 | 0 | 0 | 0
633 | PVC | 6 | 2004 |  | 50 | 10 | 2020 | 1.15% | 9985 | 998.5 | 1497.75 | 12481.25 | 143.5344 | 0 | 0 | 0 | 0 | 0 | 0 | 0 | 0 | 192.3498 | 0 | 0 | 0 | 0 | 0 | 0 | 0 | 0 | 0 | 313.3175 | 0 | 0 | 0 | 0 | 0 | 0 | 0 | 0 | 0 | 510.3613 | 0 | 0 | 0 | 54590.5622 | 0 | 0 | 0 | 0 | 0 | 831.3247 | 0 | 0 | 0 | 0 | 0 | 0 | 0
632 | PVC | 6 | 2004 |  | 50 | 10 | 2020 | 1.15% | 9985 | 998.5 | 1497.75 | 12481.25 | 143.5344 | 0 | 0 | 0 | 0 | 0 | 0 | 0 | 0 | 192.3498 | 0 | 0 | 0 | 0 | 0 | 0 | 0 | 0 | 0 | 313.3175 | 0 | 0 | 0 | 0 | 0 | 0 | 0 | 0 | 0 | 510.3613 | 0 | 0 | 0 | 54590.5622 | 0 | 0 | 0 | 0 | 0 | 831.3247 | 0 | 0 | 0 | 0 | 0 | 0 | 0
631 | PVC | 6 | 2004 |  | 50 | 10 | 2020 | 1.15% | 9985 | 998.5 | 1497.75 | 12481.25 | 143.5344 | 0 | 0 | 0 | 0 | 0 | 0 | 0 | 0 | 192.3498 | 0 | 0 | 0 | 0 | 0 | 0 | 0 | 0 | 0 | 313.3175 | 0 | 0 | 0 | 0 | 0 | 0 | 0 | 0 | 0 | 510.3613 | 0 | 0 | 0 | 54590.5622 | 0 | 0 | 0 | 0 | 0 | 831.3247 | 0 | 0 | 0 | 0 | 0 | 0 | 0
630 | PVC | 6 | 2004 |  | 50 | 10 | 2020 | 1.15% | 9985 | 998.5 | 1497.75 | 12481.25 | 143.5344 | 0 | 0 | 0 | 0 | 0 | 0 | 0 | 0 | 192.3498 | 0 | 0 | 0 | 0 | 0 | 0 | 0 | 0 | 0 | 313.3175 | 0 | 0 | 0 | 0 | 0 | 0 | 0 | 0 | 0 | 510.3613 | 0 | 0 | 0 | 54590.5622 | 0 | 0 | 0 | 0 | 0 | 831.3247 | 0 | 0 | 0 | 0 | 0 | 0 | 0
629 | PVC | 6 | 2004 |  | 50 | 10 | 2020 | 1.15% | 9985 | 998.5 | 1497.75 | 12481.25 | 143.5344 | 0 | 0 | 0 | 0 | 0 | 0 | 0 | 0 | 192.3498 | 0 | 0 | 0 | 0 | 0 | 0 | 0 | 0 | 0 | 313.3175 | 0 | 0 | 0 | 0 | 0 | 0 | 0 | 0 | 0 | 510.3613 | 0 | 0 | 0 | 54590.5622 | 0 | 0 | 0 | 0 | 0 | 831.3247 | 0 | 0 | 0 | 0 | 0 | 0 | 0
628 | PVC | 8 | 2004 |  | 50 | 10 | 2020 | 1.15% | 9985 | 998.5 | 1497.75 | 12481.25 | 143.5344 | 0 | 0 | 0 | 0 | 0 | 0 | 0 | 0 | 192.3498 | 0 | 0 | 0 | 0 | 0 | 0 | 0 | 0 | 0 | 313.3175 | 0 | 0 | 0 | 0 | 0 | 0 | 0 | 0 | 0 | 510.3613 | 0 | 0 | 0 | 54590.5622 | 0 | 0 | 0 | 0 | 0 | 831.3247 | 0 | 0 | 0 | 0 | 0 | 0 | 0
627 | PVC | 6 | 2004 |  | 50 | 10 | 2020 | 1.15% | 9985 | 998.5 | 1497.75 | 12481.25 | 143.5344 | 0 | 0 | 0 | 0 | 0 | 0 | 0 | 0 | 192.3498 | 0 | 0 | 0 | 0 | 0 | 0 | 0 | 0 | 0 | 313.3175 | 0 | 0 | 0 | 0 | 0 | 0 | 0 | 0 | 0 | 510.3613 | 0 | 0 | 0 | 54590.5622 | 0 | 0 | 0 | 0 | 0 | 831.3247 | 0 | 0 | 0 | 0 | 0 | 0 | 0
626 | PVC | 6 | 2004 |  | 50 | 10 | 2020 | 1.15% | 9985 | 998.5 | 1497.75 | 12481.25 | 143.5344 | 0 | 0 | 0 | 0 | 0 | 0 | 0 | 0 | 192.3498 | 0 | 0 | 0 | 0 | 0 | 0 | 0 | 0 | 0 | 313.3175 | 0 | 0 | 0 | 0 | 0 | 0 | 0 | 0 | 0 | 510.3613 | 0 | 0 | 0 | 54590.5622 | 0 | 0 | 0 | 0 | 0 | 831.3247 | 0 | 0 | 0 | 0 | 0 | 0 | 0
625 | PVC | 6 | 2004 |  | 50 | 10 | 2020 | 1.15% | 9985 | 998.5 | 1497.75 | 12481.25 | 143.5344 | 0 | 0 | 0 | 0 | 0 | 0 | 0 | 0 | 192.3498 | 0 | 0 | 0 | 0 | 0 | 0 | 0 | 0 | 0 | 313.3175 | 0 | 0 | 0 | 0 | 0 | 0 | 0 | 0 | 0 | 510.3613 | 0 | 0 | 0 | 54590.5622 | 0 | 0 | 0 | 0 | 0 | 831.3247 | 0 | 0 | 0 | 0 | 0 | 0 | 0
624 | PVC | 6 | 2004 |  | 50 | 10 | 2020 | 1.15% | 9985 | 998.5 | 1497.75 | 12481.25 | 143.5344 | 0 | 0 | 0 | 0 | 0 | 0 | 0 | 0 | 192.3498 | 0 | 0 | 0 | 0 | 0 | 0 | 0 | 0 | 0 | 313.3175 | 0 | 0 | 0 | 0 | 0 | 0 | 0 | 0 | 0 | 510.3613 | 0 | 0 | 0 | 54590.5622 | 0 | 0 | 0 | 0 | 0 | 831.3247 | 0 | 0 | 0 | 0 | 0 | 0 | 0
623 | PVC | 6 | 2004 |  | 50 | 10 | 2020 | 1.15% | 9985 | 998.5 | 1497.75 | 12481.25 | 143.5344 | 0 | 0 | 0 | 0 | 0 | 0 | 0 | 0 | 192.3498 | 0 | 0 | 0 | 0 | 0 | 0 | 0 | 0 | 0 | 313.3175 | 0 | 0 | 0 | 0 | 0 | 0 | 0 | 0 | 0 | 510.3613 | 0 | 0 | 0 | 54590.5622 | 0 | 0 | 0 | 0 | 0 | 831.3247 | 0 | 0 | 0 | 0 | 0 | 0 | 0
622 | PVC | 6 | 2004 |  | 50 | 10 | 2020 | 1.15% | 9985 | 998.5 | 1497.75 | 12481.25 | 143.5344 | 0 | 0 | 0 | 0 | 0 | 0 | 0 | 0 | 192.3498 | 0 | 0 | 0 | 0 | 0 | 0 | 0 | 0 | 0 | 313.3175 | 0 | 0 | 0 | 0 | 0 | 0 | 0 | 0 | 0 | 510.3613 | 0 | 0 | 0 | 54590.5622 | 0 | 0 | 0 | 0 | 0 | 831.3247 | 0 | 0 | 0 | 0 | 0 | 0 | 0
621 | PVC | 6 | 2004 |  | 50 | 10 | 2020 | 1.15% | 9985 | 998.5 | 1497.75 | 12481.25 | 143.5344 | 0 | 0 | 0 | 0 | 0 | 0 | 0 | 0 | 192.3498 | 0 | 0 | 0 | 0 | 0 | 0 | 0 | 0 | 0 | 313.3175 | 0 | 0 | 0 | 0 | 0 | 0 | 0 | 0 | 0 | 510.3613 | 0 | 0 | 0 | 54590.5622 | 0 | 0 | 0 | 0 | 0 | 831.3247 | 0 | 0 | 0 | 0 | 0 | 0 | 0
620 | PVC | 6 | 2004 |  | 50 | 10 | 2020 | 1.15% | 9985 | 998.5 | 1497.75 | 12481.25 | 143.5344 | 0 | 0 | 0 | 0 | 0 | 0 | 0 | 0 | 192.3498 | 0 | 0 | 0 | 0 | 0 | 0 | 0 | 0 | 0 | 313.3175 | 0 | 0 | 0 | 0 | 0 | 0 | 0 | 0 | 0 | 510.3613 | 0 | 0 | 0 | 54590.5622 | 0 | 0 | 0 | 0 | 0 | 831.3247 | 0 | 0 | 0 | 0 | 0 | 0 | 0
619 | PVC | 6 | 2004 |  | 50 | 10 | 2020 | 1.15% | 9985 | 998.5 | 1497.75 | 12481.25 | 143.5344 | 0 | 0 | 0 | 0 | 0 | 0 | 0 | 0 | 192.3498 | 0 | 0 | 0 | 0 | 0 | 0 | 0 | 0 | 0 | 313.3175 | 0 | 0 | 0 | 0 | 0 | 0 | 0 | 0 | 0 | 510.3613 | 0 | 0 | 0 | 54590.5622 | 0 | 0 | 0 | 0 | 0 | 831.3247 | 0 | 0 | 0 | 0 | 0 | 0 | 0
618 | PVC | 6 | 2004 |  | 50 | 10 | 2020 | 1.15% | 9985 | 998.5 | 1497.75 | 12481.25 | 143.5344 | 0 | 0 | 0 | 0 | 0 | 0 | 0 | 0 | 192.3498 | 0 | 0 | 0 | 0 | 0 | 0 | 0 | 0 | 0 | 313.3175 | 0 | 0 | 0 | 0 | 0 | 0 | 0 | 0 | 0 | 510.3613 | 0 | 0 | 0 | 54590.5622 | 0 | 0 | 0 | 0 | 0 | 831.3247 | 0 | 0 | 0 | 0 | 0 | 0 | 0
617 | PVC | 6 | 2004 |  | 50 | 10 | 2020 | 1.15% | 9985 | 998.5 | 1497.75 | 12481.25 | 143.5344 | 0 | 0 | 0 | 0 | 0 | 0 | 0 | 0 | 192.3498 | 0 | 0 | 0 | 0 | 0 | 0 | 0 | 0 | 0 | 313.3175 | 0 | 0 | 0 | 0 | 0 | 0 | 0 | 0 | 0 | 510.3613 | 0 | 0 | 0 | 54590.5622 | 0 | 0 | 0 | 0 | 0 | 831.3247 | 0 | 0 | 0 | 0 | 0 | 0 | 0
616 | PVC | 6 | 2004 |  | 50 | 10 | 2020 | 1.15% | 9985 | 998.5 | 1497.75 | 12481.25 | 143.5344 | 0 | 0 | 0 | 0 | 0 | 0 | 0 | 0 | 192.3498 | 0 | 0 | 0 | 0 | 0 | 0 | 0 | 0 | 0 | 313.3175 | 0 | 0 | 0 | 0 | 0 | 0 | 0 | 0 | 0 | 510.3613 | 0 | 0 | 0 | 54590.5622 | 0 | 0 | 0 | 0 | 0 | 831.3247 | 0 | 0 | 0 | 0 | 0 | 0 | 0
615 | PVC | 6 | 2004 |  | 50 | 10 | 2020 | 1.15% | 9985 | 998.5 | 1497.75 | 12481.25 | 143.5344 | 0 | 0 | 0 | 0 | 0 | 0 | 0 | 0 | 192.3498 | 0 | 0 | 0 | 0 | 0 | 0 | 0 | 0 | 0 | 313.3175 | 0 | 0 | 0 | 0 | 0 | 0 | 0 | 0 | 0 | 510.3613 | 0 | 0 | 0 | 54590.5622 | 0 | 0 | 0 | 0 | 0 | 831.3247 | 0 | 0 | 0 | 0 | 0 | 0 | 0
614 | PVC | 6 | 2004 |  | 50 | 10 | 2020 | 1.15% | 9985 | 998.5 | 1497.75 | 12481.25 | 143.5344 | 0 | 0 | 0 | 0 | 0 | 0 | 0 | 0 | 192.3498 | 0 | 0 | 0 | 0 | 0 | 0 | 0 | 0 | 0 | 313.3175 | 0 | 0 | 0 | 0 | 0 | 0 | 0 | 0 | 0 | 510.3613 | 0 | 0 | 0 | 54590.5622 | 0 | 0 | 0 | 0 | 0 | 831.3247 | 0 | 0 | 0 | 0 | 0 | 0 | 0
613 | PVC | 6 | 2004 |  | 50 | 10 | 2020 | 1.15% | 9985 | 998.5 | 1497.75 | 12481.25 | 143.5344 | 0 | 0 | 0 | 0 | 0 | 0 | 0 | 0 | 192.3498 | 0 | 0 | 0 | 0 | 0 | 0 | 0 | 0 | 0 | 313.3175 | 0 | 0 | 0 | 0 | 0 | 0 | 0 | 0 | 0 | 510.3613 | 0 | 0 | 0 | 54590.5622 | 0 | 0 | 0 | 0 | 0 | 831.3247 | 0 | 0 | 0 | 0 | 0 | 0 | 0
612 | PVC | 6 | 2004 |  | 50 | 10 | 2020 | 1.15% | 9985 | 998.5 | 1497.75 | 12481.25 | 143.5344 | 0 | 0 | 0 | 0 | 0 | 0 | 0 | 0 | 192.3498 | 0 | 0 | 0 | 0 | 0 | 0 | 0 | 0 | 0 | 313.3175 | 0 | 0 | 0 | 0 | 0 | 0 | 0 | 0 | 0 | 510.3613 | 0 | 0 | 0 | 54590.5622 | 0 | 0 | 0 | 0 | 0 | 831.3247 | 0 | 0 | 0 | 0 | 0 | 0 | 0
611 | PVC | 6 | 2004 |  | 50 | 10 | 2020 | 1.15% | 9985 | 998.5 | 1497.75 | 12481.25 | 143.5344 | 0 | 0 | 0 | 0 | 0 | 0 | 0 | 0 | 192.3498 | 0 | 0 | 0 | 0 | 0 | 0 | 0 | 0 | 0 | 313.3175 | 0 | 0 | 0 | 0 | 0 | 0 | 0 | 0 | 0 | 510.3613 | 0 | 0 | 0 | 54590.5622 | 0 | 0 | 0 | 0 | 0 | 831.3247 | 0 | 0 | 0 | 0 | 0 | 0 | 0
610 | PVC | 6 | 2004 |  | 50 | 10 | 2020 | 1.15% | 9985 | 998.5 | 1497.75 | 12481.25 | 143.5344 | 0 | 0 | 0 | 0 | 0 | 0 | 0 | 0 | 192.3498 | 0 | 0 | 0 | 0 | 0 | 0 | 0 | 0 | 0 | 313.3175 | 0 | 0 | 0 | 0 | 0 | 0 | 0 | 0 | 0 | 510.3613 | 0 | 0 | 0 | 54590.5622 | 0 | 0 | 0 | 0 | 0 | 831.3247 | 0 | 0 | 0 | 0 | 0 | 0 | 0
609 | PVC | 6 | 2004 |  | 50 | 10 | 2020 | 1.15% | 9985 | 998.5 | 1497.75 | 12481.25 | 143.5344 | 0 | 0 | 0 | 0 | 0 | 0 | 0 | 0 | 192.3498 | 0 | 0 | 0 | 0 | 0 | 0 | 0 | 0 | 0 | 313.3175 | 0 | 0 | 0 | 0 | 0 | 0 | 0 | 0 | 0 | 510.3613 | 0 | 0 | 0 | 54590.5622 | 0 | 0 | 0 | 0 | 0 | 831.3247 | 0 | 0 | 0 | 0 | 0 | 0 | 0
534 | PVC | 6 | 2004 |  | 50 | 10 | 2020 | 1.15% | 9985 | 998.5 | 1497.75 | 12481.25 | 143.5344 | 0 | 0 | 0 | 0 | 0 | 0 | 0 | 0 | 192.3498 | 0 | 0 | 0 | 0 | 0 | 0 | 0 | 0 | 0 | 313.3175 | 0 | 0 | 0 | 0 | 0 | 0 | 0 | 0 | 0 | 510.3613 | 0 | 0 | 0 | 54590.5622 | 0 | 0 | 0 | 0 | 0 | 831.3247 | 0 | 0 | 0 | 0 | 0 | 0 | 0
533 | PVC | 6 | 2004 |  | 50 | 10 | 2020 | 1.15% | 9985 | 998.5 | 1497.75 | 12481.25 | 143.5344 | 0 | 0 | 0 | 0 | 0 | 0 | 0 | 0 | 192.3498 | 0 | 0 | 0 | 0 | 0 | 0 | 0 | 0 | 0 | 313.3175 | 0 | 0 | 0 | 0 | 0 | 0 | 0 | 0 | 0 | 510.3613 | 0 | 0 | 0 | 54590.5622 | 0 | 0 | 0 | 0 | 0 | 831.3247 | 0 | 0 | 0 | 0 | 0 | 0 | 0
532 | PVC | 6 | 2004 |  | 50 | 10 | 2020 | 1.15% | 9985 | 998.5 | 1497.75 | 12481.25 | 143.5344 | 0 | 0 | 0 | 0 | 0 | 0 | 0 | 0 | 192.3498 | 0 | 0 | 0 | 0 | 0 | 0 | 0 | 0 | 0 | 313.3175 | 0 | 0 | 0 | 0 | 0 | 0 | 0 | 0 | 0 | 510.3613 | 0 | 0 | 0 | 54590.5622 | 0 | 0 | 0 | 0 | 0 | 831.3247 | 0 | 0 | 0 | 0 | 0 | 0 | 0
531 | PVC | 6 | 2004 |  | 50 | 10 | 2020 | 1.15% | 9985 | 998.5 | 1497.75 | 12481.25 | 143.5344 | 0 | 0 | 0 | 0 | 0 | 0 | 0 | 0 | 192.3498 | 0 | 0 | 0 | 0 | 0 | 0 | 0 | 0 | 0 | 313.3175 | 0 | 0 | 0 | 0 | 0 | 0 | 0 | 0 | 0 | 510.3613 | 0 | 0 | 0 | 54590.5622 | 0 | 0 | 0 | 0 | 0 | 831.3247 | 0 | 0 | 0 | 0 | 0 | 0 | 0
530 | PVC | 6 | 2004 |  | 50 | 10 | 2020 | 1.15% | 9985 | 998.5 | 1497.75 | 12481.25 | 143.5344 | 0 | 0 | 0 | 0 | 0 | 0 | 0 | 0 | 192.3498 | 0 | 0 | 0 | 0 | 0 | 0 | 0 | 0 | 0 | 313.3175 | 0 | 0 | 0 | 0 | 0 | 0 | 0 | 0 | 0 | 510.3613 | 0 | 0 | 0 | 54590.5622 | 0 | 0 | 0 | 0 | 0 | 831.3247 | 0 | 0 | 0 | 0 | 0 | 0 | 0
528 | PVC | 6 | 2004 |  | 50 | 10 | 2020 | 1.15% | 9985 | 998.5 | 1497.75 | 12481.25 | 143.5344 | 0 | 0 | 0 | 0 | 0 | 0 | 0 | 0 | 192.3498 | 0 | 0 | 0 | 0 | 0 | 0 | 0 | 0 | 0 | 313.3175 | 0 | 0 | 0 | 0 | 0 | 0 | 0 | 0 | 0 | 510.3613 | 0 | 0 | 0 | 54590.5622 | 0 | 0 | 0 | 0 | 0 | 831.3247 | 0 | 0 | 0 | 0 | 0 | 0 | 0
527 | PVC | 6 | 2004 |  | 50 | 10 | 2020 | 1.15% | 9985 | 998.5 | 1497.75 | 12481.25 | 143.5344 | 0 | 0 | 0 | 0 | 0 | 0 | 0 | 0 | 192.3498 | 0 | 0 | 0 | 0 | 0 | 0 | 0 | 0 | 0 | 313.3175 | 0 | 0 | 0 | 0 | 0 | 0 | 0 | 0 | 0 | 510.3613 | 0 | 0 | 0 | 54590.5622 | 0 | 0 | 0 | 0 | 0 | 831.3247 | 0 | 0 | 0 | 0 | 0 | 0 | 0
526 | PVC | 6 | 2004 |  | 50 | 10 | 2020 | 1.15% | 9985 | 998.5 | 1497.75 | 12481.25 | 143.5344 | 0 | 0 | 0 | 0 | 0 | 0 | 0 | 0 | 192.3498 | 0 | 0 | 0 | 0 | 0 | 0 | 0 | 0 | 0 | 313.3175 | 0 | 0 | 0 | 0 | 0 | 0 | 0 | 0 | 0 | 510.3613 | 0 | 0 | 0 | 54590.5622 | 0 | 0 | 0 | 0 | 0 | 831.3247 | 0 | 0 | 0 | 0 | 0 | 0 | 0
525 | PVC | 6 | 2004 |  | 50 | 10 | 2020 | 1.15% | 9985 | 998.5 | 1497.75 | 12481.25 | 143.5344 | 0 | 0 | 0 | 0 | 0 | 0 | 0 | 0 | 192.3498 | 0 | 0 | 0 | 0 | 0 | 0 | 0 | 0 | 0 | 313.3175 | 0 | 0 | 0 | 0 | 0 | 0 | 0 | 0 | 0 | 510.3613 | 0 | 0 | 0 | 54590.5622 | 0 | 0 | 0 | 0 | 0 | 831.3247 | 0 | 0 | 0 | 0 | 0 | 0 | 0
524 | PVC | 6 | 2004 |  | 50 | 10 | 2020 | 1.15% | 9985 | 998.5 | 1497.75 | 12481.25 | 143.5344 | 0 | 0 | 0 | 0 | 0 | 0 | 0 | 0 | 192.3498 | 0 | 0 | 0 | 0 | 0 | 0 | 0 | 0 | 0 | 313.3175 | 0 | 0 | 0 | 0 | 0 | 0 | 0 | 0 | 0 | 510.3613 | 0 | 0 | 0 | 54590.5622 | 0 | 0 | 0 | 0 | 0 | 831.3247 | 0 | 0 | 0 | 0 | 0 | 0 | 0
523 | PVC | 6 | 2004 |  | 50 | 10 | 2020 | 1.15% | 9985 | 998.5 | 1497.75 | 12481.25 | 143.5344 | 0 | 0 | 0 | 0 | 0 | 0 | 0 | 0 | 192.3498 | 0 | 0 | 0 | 0 | 0 | 0 | 0 | 0 | 0 | 313.3175 | 0 | 0 | 0 | 0 | 0 | 0 | 0 | 0 | 0 | 510.3613 | 0 | 0 | 0 | 54590.5622 | 0 | 0 | 0 | 0 | 0 | 831.3247 | 0 | 0 | 0 | 0 | 0 | 0 | 0
522 | PVC | 6 | 2004 |  | 50 | 10 | 2020 | 1.15% | 9985 | 998.5 | 1497.75 | 12481.25 | 143.5344 | 0 | 0 | 0 | 0 | 0 | 0 | 0 | 0 | 192.3498 | 0 | 0 | 0 | 0 | 0 | 0 | 0 | 0 | 0 | 313.3175 | 0 | 0 | 0 | 0 | 0 | 0 | 0 | 0 | 0 | 510.3613 | 0 | 0 | 0 | 54590.5622 | 0 | 0 | 0 | 0 | 0 | 831.3247 | 0 | 0 | 0 | 0 | 0 | 0 | 0
521 | PVC | 6 | 2004 |  | 50 | 10 | 2020 | 1.15% | 9985 | 998.5 | 1497.75 | 12481.25 | 143.5344 | 0 | 0 | 0 | 0 | 0 | 0 | 0 | 0 | 192.3498 | 0 | 0 | 0 | 0 | 0 | 0 | 0 | 0 | 0 | 313.3175 | 0 | 0 | 0 | 0 | 0 | 0 | 0 | 0 | 0 | 510.3613 | 0 | 0 | 0 | 54590.5622 | 0 | 0 | 0 | 0 | 0 | 831.3247 | 0 | 0 | 0 | 0 | 0 | 0 | 0
520 | PVC | 6 | 2004 |  | 50 | 10 | 2020 | 1.15% | 9985 | 998.5 | 1497.75 | 12481.25 | 143.5344 | 0 | 0 | 0 | 0 | 0 | 0 | 0 | 0 | 192.3498 | 0 | 0 | 0 | 0 | 0 | 0 | 0 | 0 | 0 | 313.3175 | 0 | 0 | 0 | 0 | 0 | 0 | 0 | 0 | 0 | 510.3613 | 0 | 0 | 0 | 54590.5622 | 0 | 0 | 0 | 0 | 0 | 831.3247 | 0 | 0 | 0 | 0 | 0 | 0 | 0
519 | PVC | 6 | 2004 |  | 50 | 10 | 2020 | 1.15% | 9985 | 998.5 | 1497.75 | 12481.25 | 143.5344 | 0 | 0 | 0 | 0 | 0 | 0 | 0 | 0 | 192.3498 | 0 | 0 | 0 | 0 | 0 | 0 | 0 | 0 | 0 | 313.3175 | 0 | 0 | 0 | 0 | 0 | 0 | 0 | 0 | 0 | 510.3613 | 0 | 0 | 0 | 54590.5622 | 0 | 0 | 0 | 0 | 0 | 831.3247 | 0 | 0 | 0 | 0 | 0 | 0 | 0
518 | PVC | 6 | 2004 |  | 50 | 10 | 2020 | 1.15% | 9985 | 998.5 | 1497.75 | 12481.25 | 143.5344 | 0 | 0 | 0 | 0 | 0 | 0 | 0 | 0 | 192.3498 | 0 | 0 | 0 | 0 | 0 | 0 | 0 | 0 | 0 | 313.3175 | 0 | 0 | 0 | 0 | 0 | 0 | 0 | 0 | 0 | 510.3613 | 0 | 0 | 0 | 54590.5622 | 0 | 0 | 0 | 0 | 0 | 831.3247 | 0 | 0 | 0 | 0 | 0 | 0 | 0
517 | PVC | 6 | 2004 |  | 50 | 10 | 2020 | 1.15% | 9985 | 998.5 | 1497.75 | 12481.25 | 143.5344 | 0 | 0 | 0 | 0 | 0 | 0 | 0 | 0 | 192.3498 | 0 | 0 | 0 | 0 | 0 | 0 | 0 | 0 | 0 | 313.3175 | 0 | 0 | 0 | 0 | 0 | 0 | 0 | 0 | 0 | 510.3613 | 0 | 0 | 0 | 54590.5622 | 0 | 0 | 0 | 0 | 0 | 831.3247 | 0 | 0 | 0 | 0 | 0 | 0 | 0
516 | PVC | 6 | 2004 |  | 50 | 10 | 2020 | 1.15% | 9985 | 998.5 | 1497.75 | 12481.25 | 143.5344 | 0 | 0 | 0 | 0 | 0 | 0 | 0 | 0 | 192.3498 | 0 | 0 | 0 | 0 | 0 | 0 | 0 | 0 | 0 | 313.3175 | 0 | 0 | 0 | 0 | 0 | 0 | 0 | 0 | 0 | 510.3613 | 0 | 0 | 0 | 54590.5622 | 0 | 0 | 0 | 0 | 0 | 831.3247 | 0 | 0 | 0 | 0 | 0 | 0 | 0
515 | PVC | 6 | 2004 |  | 50 | 10 | 2020 | 1.15% | 9985 | 998.5 | 1497.75 | 12481.25 | 143.5344 | 0 | 0 | 0 | 0 | 0 | 0 | 0 | 0 | 192.3498 | 0 | 0 | 0 | 0 | 0 | 0 | 0 | 0 | 0 | 313.3175 | 0 | 0 | 0 | 0 | 0 | 0 | 0 | 0 | 0 | 510.3613 | 0 | 0 | 0 | 54590.5622 | 0 | 0 | 0 | 0 | 0 | 831.3247 | 0 | 0 | 0 | 0 | 0 | 0 | 0
514 | PVC | 6 | 2004 |  | 50 | 10 | 2020 | 1.15% | 9985 | 998.5 | 1497.75 | 12481.25 | 143.5344 | 0 | 0 | 0 | 0 | 0 | 0 | 0 | 0 | 192.3498 | 0 | 0 | 0 | 0 | 0 | 0 | 0 | 0 | 0 | 313.3175 | 0 | 0 | 0 | 0 | 0 | 0 | 0 | 0 | 0 | 510.3613 | 0 | 0 | 0 | 54590.5622 | 0 | 0 | 0 | 0 | 0 | 831.3247 | 0 | 0 | 0 | 0 | 0 | 0 | 0
512 | PVC | 6 | 2004 |  | 50 | 10 | 2020 | 1.15% | 9985 | 998.5 | 1497.75 | 12481.25 | 143.5344 | 0 | 0 | 0 | 0 | 0 | 0 | 0 | 0 | 192.3498 | 0 | 0 | 0 | 0 | 0 | 0 | 0 | 0 | 0 | 313.3175 | 0 | 0 | 0 | 0 | 0 | 0 | 0 | 0 | 0 | 510.3613 | 0 | 0 | 0 | 54590.5622 | 0 | 0 | 0 | 0 | 0 | 831.3247 | 0 | 0 | 0 | 0 | 0 | 0 | 0
511 | PVC | 6 | 2004 |  | 50 | 10 | 2020 | 1.15% | 9985 | 998.5 | 1497.75 | 12481.25 | 143.5344 | 0 | 0 | 0 | 0 | 0 | 0 | 0 | 0 | 192.3498 | 0 | 0 | 0 | 0 | 0 | 0 | 0 | 0 | 0 | 313.3175 | 0 | 0 | 0 | 0 | 0 | 0 | 0 | 0 | 0 | 510.3613 | 0 | 0 | 0 | 54590.5622 | 0 | 0 | 0 | 0 | 0 | 831.3247 | 0 | 0 | 0 | 0 | 0 | 0 | 0
510 | PVC | 6 | 2004 |  | 50 | 10 | 2020 | 1.15% | 9985 | 998.5 | 1497.75 | 12481.25 | 143.5344 | 0 | 0 | 0 | 0 | 0 | 0 | 0 | 0 | 192.3498 | 0 | 0 | 0 | 0 | 0 | 0 | 0 | 0 | 0 | 313.3175 | 0 | 0 | 0 | 0 | 0 | 0 | 0 | 0 | 0 | 510.3613 | 0 | 0 | 0 | 54590.5622 | 0 | 0 | 0 | 0 | 0 | 831.3247 | 0 | 0 | 0 | 0 | 0 | 0 | 0
509 | PVC | 6 | 2004 |  | 50 | 10 | 2020 | 1.15% | 9985 | 998.5 | 1497.75 | 12481.25 | 143.5344 | 0 | 0 | 0 | 0 | 0 | 0 | 0 | 0 | 192.3498 | 0 | 0 | 0 | 0 | 0 | 0 | 0 | 0 | 0 | 313.3175 | 0 | 0 | 0 | 0 | 0 | 0 | 0 | 0 | 0 | 510.3613 | 0 | 0 | 0 | 54590.5622 | 0 | 0 | 0 | 0 | 0 | 831.3247 | 0 | 0 | 0 | 0 | 0 | 0 | 0
507 | PVC | 6 | 2004 |  | 50 | 10 | 2020 | 1.15% | 9985 | 998.5 | 1497.75 | 12481.25 | 143.5344 | 0 | 0 | 0 | 0 | 0 | 0 | 0 | 0 | 192.3498 | 0 | 0 | 0 | 0 | 0 | 0 | 0 | 0 | 0 | 313.3175 | 0 | 0 | 0 | 0 | 0 | 0 | 0 | 0 | 0 | 510.3613 | 0 | 0 | 0 | 54590.5622 | 0 | 0 | 0 | 0 | 0 | 831.3247 | 0 | 0 | 0 | 0 | 0 | 0 | 0
506 | PVC | 6 | 2004 |  | 50 | 10 | 2020 | 1.15% | 9985 | 998.5 | 1497.75 | 12481.25 | 143.5344 | 0 | 0 | 0 | 0 | 0 | 0 | 0 | 0 | 192.3498 | 0 | 0 | 0 | 0 | 0 | 0 | 0 | 0 | 0 | 313.3175 | 0 | 0 | 0 | 0 | 0 | 0 | 0 | 0 | 0 | 510.3613 | 0 | 0 | 0 | 54590.5622 | 0 | 0 | 0 | 0 | 0 | 831.3247 | 0 | 0 | 0 | 0 | 0 | 0 | 0
505 | PVC | 6 | 2004 |  | 50 | 10 | 2020 | 1.15% | 9985 | 998.5 | 1497.75 | 12481.25 | 143.5344 | 0 | 0 | 0 | 0 | 0 | 0 | 0 | 0 | 192.3498 | 0 | 0 | 0 | 0 | 0 | 0 | 0 | 0 | 0 | 313.3175 | 0 | 0 | 0 | 0 | 0 | 0 | 0 | 0 | 0 | 510.3613 | 0 | 0 | 0 | 54590.5622 | 0 | 0 | 0 | 0 | 0 | 831.3247 | 0 | 0 | 0 | 0 | 0 | 0 | 0
504 | PVC | 6 | 2004 |  | 50 | 10 | 2020 | 1.15% | 9985 | 998.5 | 1497.75 | 12481.25 | 143.5344 | 0 | 0 | 0 | 0 | 0 | 0 | 0 | 0 | 192.3498 | 0 | 0 | 0 | 0 | 0 | 0 | 0 | 0 | 0 | 313.3175 | 0 | 0 | 0 | 0 | 0 | 0 | 0 | 0 | 0 | 510.3613 | 0 | 0 | 0 | 54590.5622 | 0 | 0 | 0 | 0 | 0 | 831.3247 | 0 | 0 | 0 | 0 | 0 | 0 | 0
503 | PVC | 6 | 2004 |  | 50 | 10 | 2020 | 1.15% | 9985 | 998.5 | 1497.75 | 12481.25 | 143.5344 | 0 | 0 | 0 | 0 | 0 | 0 | 0 | 0 | 192.3498 | 0 | 0 | 0 | 0 | 0 | 0 | 0 | 0 | 0 | 313.3175 | 0 | 0 | 0 | 0 | 0 | 0 | 0 | 0 | 0 | 510.3613 | 0 | 0 | 0 | 54590.5622 | 0 | 0 | 0 | 0 | 0 | 831.3247 | 0 | 0 | 0 | 0 | 0 | 0 | 0
502 | PVC | 6 | 2004 |  | 50 | 10 | 2020 | 1.15% | 9985 | 998.5 | 1497.75 | 12481.25 | 143.5344 | 0 | 0 | 0 | 0 | 0 | 0 | 0 | 0 | 192.3498 | 0 | 0 | 0 | 0 | 0 | 0 | 0 | 0 | 0 | 313.3175 | 0 | 0 | 0 | 0 | 0 | 0 | 0 | 0 | 0 | 510.3613 | 0 | 0 | 0 | 54590.5622 | 0 | 0 | 0 | 0 | 0 | 831.3247 | 0 | 0 | 0 | 0 | 0 | 0 | 0
501 | PVC | 6 | 2004 |  | 50 | 10 | 2020 | 1.15% | 9985 | 998.5 | 1497.75 | 12481.25 | 143.5344 | 0 | 0 | 0 | 0 | 0 | 0 | 0 | 0 | 192.3498 | 0 | 0 | 0 | 0 | 0 | 0 | 0 | 0 | 0 | 313.3175 | 0 | 0 | 0 | 0 | 0 | 0 | 0 | 0 | 0 | 510.3613 | 0 | 0 | 0 | 54590.5622 | 0 | 0 | 0 | 0 | 0 | 831.3247 | 0 | 0 | 0 | 0 | 0 | 0 | 0
500 | PVC | 6 | 2004 |  | 50 | 10 | 2020 | 1.15% | 9985 | 998.5 | 1497.75 | 12481.25 | 143.5344 | 0 | 0 | 0 | 0 | 0 | 0 | 0 | 0 | 192.3498 | 0 | 0 | 0 | 0 | 0 | 0 | 0 | 0 | 0 | 313.3175 | 0 | 0 | 0 | 0 | 0 | 0 | 0 | 0 | 0 | 510.3613 | 0 | 0 | 0 | 54590.5622 | 0 | 0 | 0 | 0 | 0 | 831.3247 | 0 | 0 | 0 | 0 | 0 | 0 | 0
499 | PVC | 6 | 2004 |  | 50 | 10 | 2020 | 1.15% | 9985 | 998.5 | 1497.75 | 12481.25 | 143.5344 | 0 | 0 | 0 | 0 | 0 | 0 | 0 | 0 | 192.3498 | 0 | 0 | 0 | 0 | 0 | 0 | 0 | 0 | 0 | 313.3175 | 0 | 0 | 0 | 0 | 0 | 0 | 0 | 0 | 0 | 510.3613 | 0 | 0 | 0 | 54590.5622 | 0 | 0 | 0 | 0 | 0 | 831.3247 | 0 | 0 | 0 | 0 | 0 | 0 | 0
488 | PVC | 6 | 2004 |  | 50 | 10 | 2020 | 1.15% | 9985 | 998.5 | 1497.75 | 12481.25 | 143.5344 | 0 | 0 | 0 | 0 | 0 | 0 | 0 | 0 | 192.3498 | 0 | 0 | 0 | 0 | 0 | 0 | 0 | 0 | 0 | 313.3175 | 0 | 0 | 0 | 0 | 0 | 0 | 0 | 0 | 0 | 510.3613 | 0 | 0 | 0 | 54590.5622 | 0 | 0 | 0 | 0 | 0 | 831.3247 | 0 | 0 | 0 | 0 | 0 | 0 | 0
487 | PVC | 6 | 2004 |  | 50 | 10 | 2020 | 1.15% | 9985 | 998.5 | 1497.75 | 12481.25 | 143.5344 | 0 | 0 | 0 | 0 | 0 | 0 | 0 | 0 | 192.3498 | 0 | 0 | 0 | 0 | 0 | 0 | 0 | 0 | 0 | 313.3175 | 0 | 0 | 0 | 0 | 0 | 0 | 0 | 0 | 0 | 510.3613 | 0 | 0 | 0 | 54590.5622 | 0 | 0 | 0 | 0 | 0 | 831.3247 | 0 | 0 | 0 | 0 | 0 | 0 | 0
484 | PVC | 6 | 2004 |  | 50 | 10 | 2020 | 1.15% | 9985 | 998.5 | 1497.75 | 12481.25 | 143.5344 | 0 | 0 | 0 | 0 | 0 | 0 | 0 | 0 | 192.3498 | 0 | 0 | 0 | 0 | 0 | 0 | 0 | 0 | 0 | 313.3175 | 0 | 0 | 0 | 0 | 0 | 0 | 0 | 0 | 0 | 510.3613 | 0 | 0 | 0 | 54590.5622 | 0 | 0 | 0 | 0 | 0 | 831.3247 | 0 | 0 | 0 | 0 | 0 | 0 | 0
483 | PVC | 6 | 2004 |  | 50 | 10 | 2021 | 1.15% | 9985 | 998.5 | 1497.75 | 12481.25 | 143.5344 | 0 | 0 | 0 | 0 | 0 | 0 | 0 | 0 | 0 | 201.9673 | 0 | 0 | 0 | 0 | 0 | 0 | 0 | 0 | 0 | 328.9834 | 0 | 0 | 0 | 0 | 0 | 0 | 0 | 0 | 0 | 535.8793 | 0 | 0 | 54590.5622 | 0 | 0 | 0 | 0 | 0 | 0 | 872.8909 | 0 | 0 | 0 | 0 | 0 | 0
482 | PVC | 6 | 2004 |  | 50 | 10 | 2021 | 1.15% | 9985 | 998.5 | 1497.75 | 12481.25 | 143.5344 | 0 | 0 | 0 | 0 | 0 | 0 | 0 | 0 | 0 | 201.9673 | 0 | 0 | 0 | 0 | 0 | 0 | 0 | 0 | 0 | 328.9834 | 0 | 0 | 0 | 0 | 0 | 0 | 0 | 0 | 0 | 535.8793 | 0 | 0 | 54590.5622 | 0 | 0 | 0 | 0 | 0 | 0 | 872.8909 | 0 | 0 | 0 | 0 | 0 | 0
362 | PVC | 6 | 2004 |  | 50 | 10 | 2021 | 1.15% | 9985 | 998.5 | 1497.75 | 12481.25 | 143.5344 | 0 | 0 | 0 | 0 | 0 | 0 | 0 | 0 | 0 | 201.9673 | 0 | 0 | 0 | 0 | 0 | 0 | 0 | 0 | 0 | 328.9834 | 0 | 0 | 0 | 0 | 0 | 0 | 0 | 0 | 0 | 535.8793 | 0 | 0 | 54590.5622 | 0 | 0 | 0 | 0 | 0 | 0 | 872.8909 | 0 | 0 | 0 | 0 | 0 | 0
361 | PVC | 6 | 2004 |  | 50 | 10 | 2021 | 1.15% | 9985 | 998.5 | 1497.75 | 12481.25 | 143.5344 | 0 | 0 | 0 | 0 | 0 | 0 | 0 | 0 | 0 | 201.9673 | 0 | 0 | 0 | 0 | 0 | 0 | 0 | 0 | 0 | 328.9834 | 0 | 0 | 0 | 0 | 0 | 0 | 0 | 0 | 0 | 535.8793 | 0 | 0 | 54590.5622 | 0 | 0 | 0 | 0 | 0 | 0 | 872.8909 | 0 | 0 | 0 | 0 | 0 | 0
343 | PVC | 6 | 2004 |  | 50 | 10 | 2021 | 1.15% | 9985 | 998.5 | 1497.75 | 12481.25 | 143.5344 | 0 | 0 | 0 | 0 | 0 | 0 | 0 | 0 | 0 | 201.9673 | 0 | 0 | 0 | 0 | 0 | 0 | 0 | 0 | 0 | 328.9834 | 0 | 0 | 0 | 0 | 0 | 0 | 0 | 0 | 0 | 535.8793 | 0 | 0 | 54590.5622 | 0 | 0 | 0 | 0 | 0 | 0 | 872.8909 | 0 | 0 | 0 | 0 | 0 | 0
136 | PVC | 6 | 2004 |  | 50 | 10 | 2021 | 1.15% | 9985 | 998.5 | 1497.75 | 12481.25 | 143.5344 | 0 | 0 | 0 | 0 | 0 | 0 | 0 | 0 | 0 | 201.9673 | 0 | 0 | 0 | 0 | 0 | 0 | 0 | 0 | 0 | 328.9834 | 0 | 0 | 0 | 0 | 0 | 0 | 0 | 0 | 0 | 535.8793 | 0 | 0 | 54590.5622 | 0 | 0 | 0 | 0 | 0 | 0 | 872.8909 | 0 | 0 | 0 | 0 | 0 | 0
135 | PVC | 6 | 2004 |  | 50 | 10 | 2021 | 1.15% | 9985 | 998.5 | 1497.75 | 12481.25 | 143.5344 | 0 | 0 | 0 | 0 | 0 | 0 | 0 | 0 | 0 | 201.9673 | 0 | 0 | 0 | 0 | 0 | 0 | 0 | 0 | 0 | 328.9834 | 0 | 0 | 0 | 0 | 0 | 0 | 0 | 0 | 0 | 535.8793 | 0 | 0 | 54590.5622 | 0 | 0 | 0 | 0 | 0 | 0 | 872.8909 | 0 | 0 | 0 | 0 | 0 | 0
134 | PVC | 6 | 2004 |  | 50 | 10 | 2021 | 1.15% | 9985 | 998.5 | 1497.75 | 12481.25 | 143.5344 | 0 | 0 | 0 | 0 | 0 | 0 | 0 | 0 | 0 | 201.9673 | 0 | 0 | 0 | 0 | 0 | 0 | 0 | 0 | 0 | 328.9834 | 0 | 0 | 0 | 0 | 0 | 0 | 0 | 0 | 0 | 535.8793 | 0 | 0 | 54590.5622 | 0 | 0 | 0 | 0 | 0 | 0 | 872.8909 | 0 | 0 | 0 | 0 | 0 | 0
133 | PVC | 6 | 2004 |  | 50 | 10 | 2021 | 1.15% | 9985 | 998.5 | 1497.75 | 12481.25 | 143.5344 | 0 | 0 | 0 | 0 | 0 | 0 | 0 | 0 | 0 | 201.9673 | 0 | 0 | 0 | 0 | 0 | 0 | 0 | 0 | 0 | 328.9834 | 0 | 0 | 0 | 0 | 0 | 0 | 0 | 0 | 0 | 535.8793 | 0 | 0 | 54590.5622 | 0 | 0 | 0 | 0 | 0 | 0 | 872.8909 | 0 | 0 | 0 | 0 | 0 | 0
122 | PVC | 6 | 2004 |  | 50 | 10 | 2021 | 1.15% | 9985 | 998.5 | 1497.75 | 12481.25 | 143.5344 | 0 | 0 | 0 | 0 | 0 | 0 | 0 | 0 | 0 | 201.9673 | 0 | 0 | 0 | 0 | 0 | 0 | 0 | 0 | 0 | 328.9834 | 0 | 0 | 0 | 0 | 0 | 0 | 0 | 0 | 0 | 535.8793 | 0 | 0 | 54590.5622 | 0 | 0 | 0 | 0 | 0 | 0 | 872.8909 | 0 | 0 | 0 | 0 | 0 | 0
15 | PVC | 6 | 2004 |  | 50 | 10 | 2021 | 1.15% | 9985 | 998.5 | 1497.75 | 12481.25 | 143.5344 | 0 | 0 | 0 | 0 | 0 | 0 | 0 | 0 | 0 | 201.9673 | 0 | 0 | 0 | 0 | 0 | 0 | 0 | 0 | 0 | 328.9834 | 0 | 0 | 0 | 0 | 0 | 0 | 0 | 0 | 0 | 535.8793 | 0 | 0 | 54590.5622 | 0 | 0 | 0 | 0 | 0 | 0 | 872.8909 | 0 | 0 | 0 | 0 | 0 | 0
824 | PVC | 6 | 2005 |  | 50 | 10 | 2021 | 1.15% | 9985 | 998.5 | 1497.75 | 12481.25 | 143.5344 | 0 | 0 | 0 | 0 | 0 | 0 | 0 | 0 | 0 | 201.9673 | 0 | 0 | 0 | 0 | 0 | 0 | 0 | 0 | 0 | 328.9834 | 0 | 0 | 0 | 0 | 0 | 0 | 0 | 0 | 0 | 535.8793 | 0 | 0 | 0 | 57320.0903 | 0 | 0 | 0 | 0 | 0 | 872.8909 | 0 | 0 | 0 | 0 | 0 | 0
819 | PVC | 6 | 2005 |  | 50 | 10 | 2021 | 1.15% | 9985 | 998.5 | 1497.75 | 12481.25 | 143.5344 | 0 | 0 | 0 | 0 | 0 | 0 | 0 | 0 | 0 | 201.9673 | 0 | 0 | 0 | 0 | 0 | 0 | 0 | 0 | 0 | 328.9834 | 0 | 0 | 0 | 0 | 0 | 0 | 0 | 0 | 0 | 535.8793 | 0 | 0 | 0 | 57320.0903 | 0 | 0 | 0 | 0 | 0 | 872.8909 | 0 | 0 | 0 | 0 | 0 | 0
818 | PVC | 6 | 2005 |  | 50 | 10 | 2021 | 1.15% | 9985 | 998.5 | 1497.75 | 12481.25 | 143.5344 | 0 | 0 | 0 | 0 | 0 | 0 | 0 | 0 | 0 | 201.9673 | 0 | 0 | 0 | 0 | 0 | 0 | 0 | 0 | 0 | 328.9834 | 0 | 0 | 0 | 0 | 0 | 0 | 0 | 0 | 0 | 535.8793 | 0 | 0 | 0 | 57320.0903 | 0 | 0 | 0 | 0 | 0 | 872.8909 | 0 | 0 | 0 | 0 | 0 | 0
817 | PVC | 6 | 2005 |  | 50 | 10 | 2021 | 1.15% | 9985 | 998.5 | 1497.75 | 12481.25 | 143.5344 | 0 | 0 | 0 | 0 | 0 | 0 | 0 | 0 | 0 | 201.9673 | 0 | 0 | 0 | 0 | 0 | 0 | 0 | 0 | 0 | 328.9834 | 0 | 0 | 0 | 0 | 0 | 0 | 0 | 0 | 0 | 535.8793 | 0 | 0 | 0 | 57320.0903 | 0 | 0 | 0 | 0 | 0 | 872.8909 | 0 | 0 | 0 | 0 | 0 | 0
813 | PVC | 6 | 2005 |  | 50 | 10 | 2021 | 1.15% | 9985 | 998.5 | 1497.75 | 12481.25 | 143.5344 | 0 | 0 | 0 | 0 | 0 | 0 | 0 | 0 | 0 | 201.9673 | 0 | 0 | 0 | 0 | 0 | 0 | 0 | 0 | 0 | 328.9834 | 0 | 0 | 0 | 0 | 0 | 0 | 0 | 0 | 0 | 535.8793 | 0 | 0 | 0 | 57320.0903 | 0 | 0 | 0 | 0 | 0 | 872.8909 | 0 | 0 | 0 | 0 | 0 | 0
794 | PVC | 6 | 2005 |  | 50 | 10 | 2021 | 1.15% | 9985 | 998.5 | 1497.75 | 12481.25 | 143.5344 | 0 | 0 | 0 | 0 | 0 | 0 | 0 | 0 | 0 | 201.9673 | 0 | 0 | 0 | 0 | 0 | 0 | 0 | 0 | 0 | 328.9834 | 0 | 0 | 0 | 0 | 0 | 0 | 0 | 0 | 0 | 535.8793 | 0 | 0 | 0 | 57320.0903 | 0 | 0 | 0 | 0 | 0 | 872.8909 | 0 | 0 | 0 | 0 | 0 | 0
793 | PVC | 6 | 2005 |  | 50 | 10 | 2021 | 1.15% | 9985 | 998.5 | 1497.75 | 12481.25 | 143.5344 | 0 | 0 | 0 | 0 | 0 | 0 | 0 | 0 | 0 | 201.9673 | 0 | 0 | 0 | 0 | 0 | 0 | 0 | 0 | 0 | 328.9834 | 0 | 0 | 0 | 0 | 0 | 0 | 0 | 0 | 0 | 535.8793 | 0 | 0 | 0 | 57320.0903 | 0 | 0 | 0 | 0 | 0 | 872.8909 | 0 | 0 | 0 | 0 | 0 | 0
792 | PVC | 6 | 2005 |  | 50 | 10 | 2021 | 1.15% | 9985 | 998.5 | 1497.75 | 12481.25 | 143.5344 | 0 | 0 | 0 | 0 | 0 | 0 | 0 | 0 | 0 | 201.9673 | 0 | 0 | 0 | 0 | 0 | 0 | 0 | 0 | 0 | 328.9834 | 0 | 0 | 0 | 0 | 0 | 0 | 0 | 0 | 0 | 535.8793 | 0 | 0 | 0 | 57320.0903 | 0 | 0 | 0 | 0 | 0 | 872.8909 | 0 | 0 | 0 | 0 | 0 | 0
791 | PVC | 6 | 2005 |  | 50 | 10 | 2021 | 1.15% | 9985 | 998.5 | 1497.75 | 12481.25 | 143.5344 | 0 | 0 | 0 | 0 | 0 | 0 | 0 | 0 | 0 | 201.9673 | 0 | 0 | 0 | 0 | 0 | 0 | 0 | 0 | 0 | 328.9834 | 0 | 0 | 0 | 0 | 0 | 0 | 0 | 0 | 0 | 535.8793 | 0 | 0 | 0 | 57320.0903 | 0 | 0 | 0 | 0 | 0 | 872.8909 | 0 | 0 | 0 | 0 | 0 | 0
790 | PVC | 6 | 2005 |  | 50 | 10 | 2021 | 1.15% | 9985 | 998.5 | 1497.75 | 12481.25 | 143.5344 | 0 | 0 | 0 | 0 | 0 | 0 | 0 | 0 | 0 | 201.9673 | 0 | 0 | 0 | 0 | 0 | 0 | 0 | 0 | 0 | 328.9834 | 0 | 0 | 0 | 0 | 0 | 0 | 0 | 0 | 0 | 535.8793 | 0 | 0 | 0 | 57320.0903 | 0 | 0 | 0 | 0 | 0 | 872.8909 | 0 | 0 | 0 | 0 | 0 | 0
789 | PVC | 6 | 2005 |  | 50 | 10 | 2021 | 1.15% | 9985 | 998.5 | 1497.75 | 12481.25 | 143.5344 | 0 | 0 | 0 | 0 | 0 | 0 | 0 | 0 | 0 | 201.9673 | 0 | 0 | 0 | 0 | 0 | 0 | 0 | 0 | 0 | 328.9834 | 0 | 0 | 0 | 0 | 0 | 0 | 0 | 0 | 0 | 535.8793 | 0 | 0 | 0 | 57320.0903 | 0 | 0 | 0 | 0 | 0 | 872.8909 | 0 | 0 | 0 | 0 | 0 | 0
787 | PVC | 6 | 2005 |  | 50 | 10 | 2021 | 1.15% | 9985 | 998.5 | 1497.75 | 12481.25 | 143.5344 | 0 | 0 | 0 | 0 | 0 | 0 | 0 | 0 | 0 | 201.9673 | 0 | 0 | 0 | 0 | 0 | 0 | 0 | 0 | 0 | 328.9834 | 0 | 0 | 0 | 0 | 0 | 0 | 0 | 0 | 0 | 535.8793 | 0 | 0 | 0 | 57320.0903 | 0 | 0 | 0 | 0 | 0 | 872.8909 | 0 | 0 | 0 | 0 | 0 | 0
786 | PVC | 6 | 2005 |  | 50 | 10 | 2021 | 1.15% | 9985 | 998.5 | 1497.75 | 12481.25 | 143.5344 | 0 | 0 | 0 | 0 | 0 | 0 | 0 | 0 | 0 | 201.9673 | 0 | 0 | 0 | 0 | 0 | 0 | 0 | 0 | 0 | 328.9834 | 0 | 0 | 0 | 0 | 0 | 0 | 0 | 0 | 0 | 535.8793 | 0 | 0 | 0 | 57320.0903 | 0 | 0 | 0 | 0 | 0 | 872.8909 | 0 | 0 | 0 | 0 | 0 | 0
785 | PVC | 6 | 2005 |  | 50 | 10 | 2021 | 1.15% | 9985 | 998.5 | 1497.75 | 12481.25 | 143.5344 | 0 | 0 | 0 | 0 | 0 | 0 | 0 | 0 | 0 | 201.9673 | 0 | 0 | 0 | 0 | 0 | 0 | 0 | 0 | 0 | 328.9834 | 0 | 0 | 0 | 0 | 0 | 0 | 0 | 0 | 0 | 535.8793 | 0 | 0 | 0 | 57320.0903 | 0 | 0 | 0 | 0 | 0 | 872.8909 | 0 | 0 | 0 | 0 | 0 | 0
784 | PVC | 6 | 2005 |  | 50 | 10 | 2021 | 1.15% | 9985 | 998.5 | 1497.75 | 12481.25 | 143.5344 | 0 | 0 | 0 | 0 | 0 | 0 | 0 | 0 | 0 | 201.9673 | 0 | 0 | 0 | 0 | 0 | 0 | 0 | 0 | 0 | 328.9834 | 0 | 0 | 0 | 0 | 0 | 0 | 0 | 0 | 0 | 535.8793 | 0 | 0 | 0 | 57320.0903 | 0 | 0 | 0 | 0 | 0 | 872.8909 | 0 | 0 | 0 | 0 | 0 | 0
783 | PVC | 6 | 2005 |  | 50 | 10 | 2021 | 1.15% | 9985 | 998.5 | 1497.75 | 12481.25 | 143.5344 | 0 | 0 | 0 | 0 | 0 | 0 | 0 | 0 | 0 | 201.9673 | 0 | 0 | 0 | 0 | 0 | 0 | 0 | 0 | 0 | 328.9834 | 0 | 0 | 0 | 0 | 0 | 0 | 0 | 0 | 0 | 535.8793 | 0 | 0 | 0 | 57320.0903 | 0 | 0 | 0 | 0 | 0 | 872.8909 | 0 | 0 | 0 | 0 | 0 | 0
782 | PVC | 6 | 2005 |  | 50 | 10 | 2021 | 1.15% | 9985 | 998.5 | 1497.75 | 12481.25 | 143.5344 | 0 | 0 | 0 | 0 | 0 | 0 | 0 | 0 | 0 | 201.9673 | 0 | 0 | 0 | 0 | 0 | 0 | 0 | 0 | 0 | 328.9834 | 0 | 0 | 0 | 0 | 0 | 0 | 0 | 0 | 0 | 535.8793 | 0 | 0 | 0 | 57320.0903 | 0 | 0 | 0 | 0 | 0 | 872.8909 | 0 | 0 | 0 | 0 | 0 | 0
781 | PVC | 6 | 2005 |  | 50 | 10 | 2021 | 1.15% | 9985 | 998.5 | 1497.75 | 12481.25 | 143.5344 | 0 | 0 | 0 | 0 | 0 | 0 | 0 | 0 | 0 | 201.9673 | 0 | 0 | 0 | 0 | 0 | 0 | 0 | 0 | 0 | 328.9834 | 0 | 0 | 0 | 0 | 0 | 0 | 0 | 0 | 0 | 535.8793 | 0 | 0 | 0 | 57320.0903 | 0 | 0 | 0 | 0 | 0 | 872.8909 | 0 | 0 | 0 | 0 | 0 | 0
780 | PVC | 6 | 2005 |  | 50 | 10 | 2021 | 1.15% | 9985 | 998.5 | 1497.75 | 12481.25 | 143.5344 | 0 | 0 | 0 | 0 | 0 | 0 | 0 | 0 | 0 | 201.9673 | 0 | 0 | 0 | 0 | 0 | 0 | 0 | 0 | 0 | 328.9834 | 0 | 0 | 0 | 0 | 0 | 0 | 0 | 0 | 0 | 535.8793 | 0 | 0 | 0 | 57320.0903 | 0 | 0 | 0 | 0 | 0 | 872.8909 | 0 | 0 | 0 | 0 | 0 | 0
779 | PVC | 6 | 2005 |  | 50 | 10 | 2021 | 1.15% | 9985 | 998.5 | 1497.75 | 12481.25 | 143.5344 | 0 | 0 | 0 | 0 | 0 | 0 | 0 | 0 | 0 | 201.9673 | 0 | 0 | 0 | 0 | 0 | 0 | 0 | 0 | 0 | 328.9834 | 0 | 0 | 0 | 0 | 0 | 0 | 0 | 0 | 0 | 535.8793 | 0 | 0 | 0 | 57320.0903 | 0 | 0 | 0 | 0 | 0 | 872.8909 | 0 | 0 | 0 | 0 | 0 | 0
778 | PVC | 6 | 2005 |  | 50 | 10 | 2021 | 1.15% | 9985 | 998.5 | 1497.75 | 12481.25 | 143.5344 | 0 | 0 | 0 | 0 | 0 | 0 | 0 | 0 | 0 | 201.9673 | 0 | 0 | 0 | 0 | 0 | 0 | 0 | 0 | 0 | 328.9834 | 0 | 0 | 0 | 0 | 0 | 0 | 0 | 0 | 0 | 535.8793 | 0 | 0 | 0 | 57320.0903 | 0 | 0 | 0 | 0 | 0 | 872.8909 | 0 | 0 | 0 | 0 | 0 | 0
777 | PVC | 6 | 2005 |  | 50 | 10 | 2021 | 1.15% | 9985 | 998.5 | 1497.75 | 12481.25 | 143.5344 | 0 | 0 | 0 | 0 | 0 | 0 | 0 | 0 | 0 | 201.9673 | 0 | 0 | 0 | 0 | 0 | 0 | 0 | 0 | 0 | 328.9834 | 0 | 0 | 0 | 0 | 0 | 0 | 0 | 0 | 0 | 535.8793 | 0 | 0 | 0 | 57320.0903 | 0 | 0 | 0 | 0 | 0 | 872.8909 | 0 | 0 | 0 | 0 | 0 | 0
776 | PVC | 6 | 2005 |  | 50 | 10 | 2021 | 1.15% | 9985 | 998.5 | 1497.75 | 12481.25 | 143.5344 | 0 | 0 | 0 | 0 | 0 | 0 | 0 | 0 | 0 | 201.9673 | 0 | 0 | 0 | 0 | 0 | 0 | 0 | 0 | 0 | 328.9834 | 0 | 0 | 0 | 0 | 0 | 0 | 0 | 0 | 0 | 535.8793 | 0 | 0 | 0 | 57320.0903 | 0 | 0 | 0 | 0 | 0 | 872.8909 | 0 | 0 | 0 | 0 | 0 | 0
775 | PVC | 6 | 2005 |  | 50 | 10 | 2021 | 1.15% | 9985 | 998.5 | 1497.75 | 12481.25 | 143.5344 | 0 | 0 | 0 | 0 | 0 | 0 | 0 | 0 | 0 | 201.9673 | 0 | 0 | 0 | 0 | 0 | 0 | 0 | 0 | 0 | 328.9834 | 0 | 0 | 0 | 0 | 0 | 0 | 0 | 0 | 0 | 535.8793 | 0 | 0 | 0 | 57320.0903 | 0 | 0 | 0 | 0 | 0 | 872.8909 | 0 | 0 | 0 | 0 | 0 | 0
774 | PVC | 6 | 2005 |  | 50 | 10 | 2021 | 1.15% | 9985 | 998.5 | 1497.75 | 12481.25 | 143.5344 | 0 | 0 | 0 | 0 | 0 | 0 | 0 | 0 | 0 | 201.9673 | 0 | 0 | 0 | 0 | 0 | 0 | 0 | 0 | 0 | 328.9834 | 0 | 0 | 0 | 0 | 0 | 0 | 0 | 0 | 0 | 535.8793 | 0 | 0 | 0 | 57320.0903 | 0 | 0 | 0 | 0 | 0 | 872.8909 | 0 | 0 | 0 | 0 | 0 | 0
772 | PVC | 6 | 2005 |  | 50 | 10 | 2021 | 1.15% | 9985 | 998.5 | 1497.75 | 12481.25 | 143.5344 | 0 | 0 | 0 | 0 | 0 | 0 | 0 | 0 | 0 | 201.9673 | 0 | 0 | 0 | 0 | 0 | 0 | 0 | 0 | 0 | 328.9834 | 0 | 0 | 0 | 0 | 0 | 0 | 0 | 0 | 0 | 535.8793 | 0 | 0 | 0 | 57320.0903 | 0 | 0 | 0 | 0 | 0 | 872.8909 | 0 | 0 | 0 | 0 | 0 | 0
771 | PVC | 6 | 2005 |  | 50 | 10 | 2021 | 1.15% | 9985 | 998.5 | 1497.75 | 12481.25 | 143.5344 | 0 | 0 | 0 | 0 | 0 | 0 | 0 | 0 | 0 | 201.9673 | 0 | 0 | 0 | 0 | 0 | 0 | 0 | 0 | 0 | 328.9834 | 0 | 0 | 0 | 0 | 0 | 0 | 0 | 0 | 0 | 535.8793 | 0 | 0 | 0 | 57320.0903 | 0 | 0 | 0 | 0 | 0 | 872.8909 | 0 | 0 | 0 | 0 | 0 | 0
770 | PVC | 6 | 2005 |  | 50 | 10 | 2021 | 1.15% | 9985 | 998.5 | 1497.75 | 12481.25 | 143.5344 | 0 | 0 | 0 | 0 | 0 | 0 | 0 | 0 | 0 | 201.9673 | 0 | 0 | 0 | 0 | 0 | 0 | 0 | 0 | 0 | 328.9834 | 0 | 0 | 0 | 0 | 0 | 0 | 0 | 0 | 0 | 535.8793 | 0 | 0 | 0 | 57320.0903 | 0 | 0 | 0 | 0 | 0 | 872.8909 | 0 | 0 | 0 | 0 | 0 | 0
769 | PVC | 6 | 2005 |  | 50 | 10 | 2021 | 1.15% | 9985 | 998.5 | 1497.75 | 12481.25 | 143.5344 | 0 | 0 | 0 | 0 | 0 | 0 | 0 | 0 | 0 | 201.9673 | 0 | 0 | 0 | 0 | 0 | 0 | 0 | 0 | 0 | 328.9834 | 0 | 0 | 0 | 0 | 0 | 0 | 0 | 0 | 0 | 535.8793 | 0 | 0 | 0 | 57320.0903 | 0 | 0 | 0 | 0 | 0 | 872.8909 | 0 | 0 | 0 | 0 | 0 | 0
768 | PVC | 6 | 2005 |  | 50 | 10 | 2021 | 1.15% | 9985 | 998.5 | 1497.75 | 12481.25 | 143.5344 | 0 | 0 | 0 | 0 | 0 | 0 | 0 | 0 | 0 | 201.9673 | 0 | 0 | 0 | 0 | 0 | 0 | 0 | 0 | 0 | 328.9834 | 0 | 0 | 0 | 0 | 0 | 0 | 0 | 0 | 0 | 535.8793 | 0 | 0 | 0 | 57320.0903 | 0 | 0 | 0 | 0 | 0 | 872.8909 | 0 | 0 | 0 | 0 | 0 | 0
767 | PVC | 6 | 2005 |  | 50 | 10 | 2021 | 1.15% | 9985 | 998.5 | 1497.75 | 12481.25 | 143.5344 | 0 | 0 | 0 | 0 | 0 | 0 | 0 | 0 | 0 | 201.9673 | 0 | 0 | 0 | 0 | 0 | 0 | 0 | 0 | 0 | 328.9834 | 0 | 0 | 0 | 0 | 0 | 0 | 0 | 0 | 0 | 535.8793 | 0 | 0 | 0 | 57320.0903 | 0 | 0 | 0 | 0 | 0 | 872.8909 | 0 | 0 | 0 | 0 | 0 | 0
754 | PVC | 6 | 2005 |  | 50 | 10 | 2021 | 1.15% | 9985 | 998.5 | 1497.75 | 12481.25 | 143.5344 | 0 | 0 | 0 | 0 | 0 | 0 | 0 | 0 | 0 | 201.9673 | 0 | 0 | 0 | 0 | 0 | 0 | 0 | 0 | 0 | 328.9834 | 0 | 0 | 0 | 0 | 0 | 0 | 0 | 0 | 0 | 535.8793 | 0 | 0 | 0 | 57320.0903 | 0 | 0 | 0 | 0 | 0 | 872.8909 | 0 | 0 | 0 | 0 | 0 | 0
753 | PVC | 6 | 2005 |  | 50 | 10 | 2021 | 1.15% | 9985 | 998.5 | 1497.75 | 12481.25 | 143.5344 | 0 | 0 | 0 | 0 | 0 | 0 | 0 | 0 | 0 | 201.9673 | 0 | 0 | 0 | 0 | 0 | 0 | 0 | 0 | 0 | 328.9834 | 0 | 0 | 0 | 0 | 0 | 0 | 0 | 0 | 0 | 535.8793 | 0 | 0 | 0 | 57320.0903 | 0 | 0 | 0 | 0 | 0 | 872.8909 | 0 | 0 | 0 | 0 | 0 | 0
752 | PVC | 6 | 2005 |  | 50 | 10 | 2021 | 1.15% | 9985 | 998.5 | 1497.75 | 12481.25 | 143.5344 | 0 | 0 | 0 | 0 | 0 | 0 | 0 | 0 | 0 | 201.9673 | 0 | 0 | 0 | 0 | 0 | 0 | 0 | 0 | 0 | 328.9834 | 0 | 0 | 0 | 0 | 0 | 0 | 0 | 0 | 0 | 535.8793 | 0 | 0 | 0 | 57320.0903 | 0 | 0 | 0 | 0 | 0 | 872.8909 | 0 | 0 | 0 | 0 | 0 | 0
751 | PVC | 6 | 2005 |  | 50 | 10 | 2021 | 1.15% | 9985 | 998.5 | 1497.75 | 12481.25 | 143.5344 | 0 | 0 | 0 | 0 | 0 | 0 | 0 | 0 | 0 | 201.9673 | 0 | 0 | 0 | 0 | 0 | 0 | 0 | 0 | 0 | 328.9834 | 0 | 0 | 0 | 0 | 0 | 0 | 0 | 0 | 0 | 535.8793 | 0 | 0 | 0 | 57320.0903 | 0 | 0 | 0 | 0 | 0 | 872.8909 | 0 | 0 | 0 | 0 | 0 | 0
750 | PVC | 6 | 2005 |  | 50 | 10 | 2021 | 1.15% | 9985 | 998.5 | 1497.75 | 12481.25 | 143.5344 | 0 | 0 | 0 | 0 | 0 | 0 | 0 | 0 | 0 | 201.9673 | 0 | 0 | 0 | 0 | 0 | 0 | 0 | 0 | 0 | 328.9834 | 0 | 0 | 0 | 0 | 0 | 0 | 0 | 0 | 0 | 535.8793 | 0 | 0 | 0 | 57320.0903 | 0 | 0 | 0 | 0 | 0 | 872.8909 | 0 | 0 | 0 | 0 | 0 | 0
749 | PVC | 6 | 2005 |  | 50 | 10 | 2021 | 1.15% | 9985 | 998.5 | 1497.75 | 12481.25 | 143.5344 | 0 | 0 | 0 | 0 | 0 | 0 | 0 | 0 | 0 | 201.9673 | 0 | 0 | 0 | 0 | 0 | 0 | 0 | 0 | 0 | 328.9834 | 0 | 0 | 0 | 0 | 0 | 0 | 0 | 0 | 0 | 535.8793 | 0 | 0 | 0 | 57320.0903 | 0 | 0 | 0 | 0 | 0 | 872.8909 | 0 | 0 | 0 | 0 | 0 | 0
747 | PVC | 6 | 2005 |  | 50 | 10 | 2021 | 1.15% | 9985 | 998.5 | 1497.75 | 12481.25 | 143.5344 | 0 | 0 | 0 | 0 | 0 | 0 | 0 | 0 | 0 | 201.9673 | 0 | 0 | 0 | 0 | 0 | 0 | 0 | 0 | 0 | 328.9834 | 0 | 0 | 0 | 0 | 0 | 0 | 0 | 0 | 0 | 535.8793 | 0 | 0 | 0 | 57320.0903 | 0 | 0 | 0 | 0 | 0 | 872.8909 | 0 | 0 | 0 | 0 | 0 | 0
746 | PVC | 6 | 2005 |  | 50 | 10 | 2021 | 1.15% | 9985 | 998.5 | 1497.75 | 12481.25 | 143.5344 | 0 | 0 | 0 | 0 | 0 | 0 | 0 | 0 | 0 | 201.9673 | 0 | 0 | 0 | 0 | 0 | 0 | 0 | 0 | 0 | 328.9834 | 0 | 0 | 0 | 0 | 0 | 0 | 0 | 0 | 0 | 535.8793 | 0 | 0 | 0 | 57320.0903 | 0 | 0 | 0 | 0 | 0 | 872.8909 | 0 | 0 | 0 | 0 | 0 | 0
745 | PVC | 6 | 2005 |  | 50 | 10 | 2021 | 1.15% | 9985 | 998.5 | 1497.75 | 12481.25 | 143.5344 | 0 | 0 | 0 | 0 | 0 | 0 | 0 | 0 | 0 | 201.9673 | 0 | 0 | 0 | 0 | 0 | 0 | 0 | 0 | 0 | 328.9834 | 0 | 0 | 0 | 0 | 0 | 0 | 0 | 0 | 0 | 535.8793 | 0 | 0 | 0 | 57320.0903 | 0 | 0 | 0 | 0 | 0 | 872.8909 | 0 | 0 | 0 | 0 | 0 | 0
744 | PVC | 6 | 2005 |  | 50 | 10 | 2021 | 1.15% | 9985 | 998.5 | 1497.75 | 12481.25 | 143.5344 | 0 | 0 | 0 | 0 | 0 | 0 | 0 | 0 | 0 | 201.9673 | 0 | 0 | 0 | 0 | 0 | 0 | 0 | 0 | 0 | 328.9834 | 0 | 0 | 0 | 0 | 0 | 0 | 0 | 0 | 0 | 535.8793 | 0 | 0 | 0 | 57320.0903 | 0 | 0 | 0 | 0 | 0 | 872.8909 | 0 | 0 | 0 | 0 | 0 | 0
743 | PVC | 6 | 2005 |  | 50 | 10 | 2021 | 1.15% | 9985 | 998.5 | 1497.75 | 12481.25 | 143.5344 | 0 | 0 | 0 | 0 | 0 | 0 | 0 | 0 | 0 | 201.9673 | 0 | 0 | 0 | 0 | 0 | 0 | 0 | 0 | 0 | 328.9834 | 0 | 0 | 0 | 0 | 0 | 0 | 0 | 0 | 0 | 535.8793 | 0 | 0 | 0 | 57320.0903 | 0 | 0 | 0 | 0 | 0 | 872.8909 | 0 | 0 | 0 | 0 | 0 | 0
742 | PVC | 6 | 2005 |  | 50 | 10 | 2021 | 1.15% | 9985 | 998.5 | 1497.75 | 12481.25 | 143.5344 | 0 | 0 | 0 | 0 | 0 | 0 | 0 | 0 | 0 | 201.9673 | 0 | 0 | 0 | 0 | 0 | 0 | 0 | 0 | 0 | 328.9834 | 0 | 0 | 0 | 0 | 0 | 0 | 0 | 0 | 0 | 535.8793 | 0 | 0 | 0 | 57320.0903 | 0 | 0 | 0 | 0 | 0 | 872.8909 | 0 | 0 | 0 | 0 | 0 | 0
741 | PVC | 6 | 2005 |  | 50 | 10 | 2021 | 1.15% | 9985 | 998.5 | 1497.75 | 12481.25 | 143.5344 | 0 | 0 | 0 | 0 | 0 | 0 | 0 | 0 | 0 | 201.9673 | 0 | 0 | 0 | 0 | 0 | 0 | 0 | 0 | 0 | 328.9834 | 0 | 0 | 0 | 0 | 0 | 0 | 0 | 0 | 0 | 535.8793 | 0 | 0 | 0 | 57320.0903 | 0 | 0 | 0 | 0 | 0 | 872.8909 | 0 | 0 | 0 | 0 | 0 | 0
131 | PVC | 6 | 2005 |  | 50 | 10 | 2021 | 1.15% | 9985 | 998.5 | 1497.75 | 12481.25 | 143.5344 | 0 | 0 | 0 | 0 | 0 | 0 | 0 | 0 | 0 | 201.9673 | 0 | 0 | 0 | 0 | 0 | 0 | 0 | 0 | 0 | 328.9834 | 0 | 0 | 0 | 0 | 0 | 0 | 0 | 0 | 0 | 535.8793 | 0 | 0 | 0 | 57320.0903 | 0 | 0 | 0 | 0 | 0 | 872.8909 | 0 | 0 | 0 | 0 | 0 | 0
130 | PVC | 6 | 2005 |  | 50 | 10 | 2021 | 1.15% | 9985 | 998.5 | 1497.75 | 12481.25 | 143.5344 | 0 | 0 | 0 | 0 | 0 | 0 | 0 | 0 | 0 | 201.9673 | 0 | 0 | 0 | 0 | 0 | 0 | 0 | 0 | 0 | 328.9834 | 0 | 0 | 0 | 0 | 0 | 0 | 0 | 0 | 0 | 535.8793 | 0 | 0 | 0 | 57320.0903 | 0 | 0 | 0 | 0 | 0 | 872.8909 | 0 | 0 | 0 | 0 | 0 | 0
129 | PVC | 6 | 2005 |  | 50 | 10 | 2021 | 1.15% | 9985 | 998.5 | 1497.75 | 12481.25 | 143.5344 | 0 | 0 | 0 | 0 | 0 | 0 | 0 | 0 | 0 | 201.9673 | 0 | 0 | 0 | 0 | 0 | 0 | 0 | 0 | 0 | 328.9834 | 0 | 0 | 0 | 0 | 0 | 0 | 0 | 0 | 0 | 535.8793 | 0 | 0 | 0 | 57320.0903 | 0 | 0 | 0 | 0 | 0 | 872.8909 | 0 | 0 | 0 | 0 | 0 | 0
128 | PVC | 6 | 2005 |  | 50 | 10 | 2021 | 1.15% | 9985 | 998.5 | 1497.75 | 12481.25 | 143.5344 | 0 | 0 | 0 | 0 | 0 | 0 | 0 | 0 | 0 | 201.9673 | 0 | 0 | 0 | 0 | 0 | 0 | 0 | 0 | 0 | 328.9834 | 0 | 0 | 0 | 0 | 0 | 0 | 0 | 0 | 0 | 535.8793 | 0 | 0 | 0 | 57320.0903 | 0 | 0 | 0 | 0 | 0 | 872.8909 | 0 | 0 | 0 | 0 | 0 | 0
127 | PVC | 6 | 2005 |  | 50 | 10 | 2021 | 1.15% | 9985 | 998.5 | 1497.75 | 12481.25 | 143.5344 | 0 | 0 | 0 | 0 | 0 | 0 | 0 | 0 | 0 | 201.9673 | 0 | 0 | 0 | 0 | 0 | 0 | 0 | 0 | 0 | 328.9834 | 0 | 0 | 0 | 0 | 0 | 0 | 0 | 0 | 0 | 535.8793 | 0 | 0 | 0 | 57320.0903 | 0 | 0 | 0 | 0 | 0 | 872.8909 | 0 | 0 | 0 | 0 | 0 | 0
126 | PVC | 6 | 2005 |  | 50 | 10 | 2021 | 1.15% | 9985 | 998.5 | 1497.75 | 12481.25 | 143.5344 | 0 | 0 | 0 | 0 | 0 | 0 | 0 | 0 | 0 | 201.9673 | 0 | 0 | 0 | 0 | 0 | 0 | 0 | 0 | 0 | 328.9834 | 0 | 0 | 0 | 0 | 0 | 0 | 0 | 0 | 0 | 535.8793 | 0 | 0 | 0 | 57320.0903 | 0 | 0 | 0 | 0 | 0 | 872.8909 | 0 | 0 | 0 | 0 | 0 | 0
125 | PVC | 6 | 2005 |  | 50 | 10 | 2021 | 1.15% | 9985 | 998.5 | 1497.75 | 12481.25 | 143.5344 | 0 | 0 | 0 | 0 | 0 | 0 | 0 | 0 | 0 | 201.9673 | 0 | 0 | 0 | 0 | 0 | 0 | 0 | 0 | 0 | 328.9834 | 0 | 0 | 0 | 0 | 0 | 0 | 0 | 0 | 0 | 535.8793 | 0 | 0 | 0 | 57320.0903 | 0 | 0 | 0 | 0 | 0 | 872.8909 | 0 | 0 | 0 | 0 | 0 | 0
124 | PVC | 6 | 2005 |  | 50 | 10 | 2021 | 1.15% | 9985 | 998.5 | 1497.75 | 12481.25 | 143.5344 | 0 | 0 | 0 | 0 | 0 | 0 | 0 | 0 | 0 | 201.9673 | 0 | 0 | 0 | 0 | 0 | 0 | 0 | 0 | 0 | 328.9834 | 0 | 0 | 0 | 0 | 0 | 0 | 0 | 0 | 0 | 535.8793 | 0 | 0 | 0 | 57320.0903 | 0 | 0 | 0 | 0 | 0 | 872.8909 | 0 | 0 | 0 | 0 | 0 | 0
123 | PVC | 6 | 2005 |  | 50 | 10 | 2021 | 1.15% | 9985 | 998.5 | 1497.75 | 12481.25 | 143.5344 | 0 | 0 | 0 | 0 | 0 | 0 | 0 | 0 | 0 | 201.9673 | 0 | 0 | 0 | 0 | 0 | 0 | 0 | 0 | 0 | 328.9834 | 0 | 0 | 0 | 0 | 0 | 0 | 0 | 0 | 0 | 535.8793 | 0 | 0 | 0 | 57320.0903 | 0 | 0 | 0 | 0 | 0 | 872.8909 | 0 | 0 | 0 | 0 | 0 | 0
233 | PVC | 6 | 2006 |  | 50 | 10 | 2021 | 1.15% | 9985 | 998.5 | 1497.75 | 12481.25 | 143.5344 | 0 | 0 | 0 | 0 | 0 | 0 | 0 | 0 | 0 | 201.9673 | 0 | 0 | 0 | 0 | 0 | 0 | 0 | 0 | 0 | 328.9834 | 0 | 0 | 0 | 0 | 0 | 0 | 0 | 0 | 0 | 535.8793 | 0 | 0 | 0 | 0 | 60186.0948 | 0 | 0 | 0 | 0 | 872.8909 | 0 | 0 | 0 | 0 | 0 | 0
121 | PVC | 6 | 2006 |  | 50 | 10 | 2021 | 1.15% | 9985 | 998.5 | 1497.75 | 12481.25 | 143.5344 | 0 | 0 | 0 | 0 | 0 | 0 | 0 | 0 | 0 | 201.9673 | 0 | 0 | 0 | 0 | 0 | 0 | 0 | 0 | 0 | 328.9834 | 0 | 0 | 0 | 0 | 0 | 0 | 0 | 0 | 0 | 535.8793 | 0 | 0 | 0 | 0 | 60186.0948 | 0 | 0 | 0 | 0 | 872.8909 | 0 | 0 | 0 | 0 | 0 | 0
118 | PVC | 6 | 2006 |  | 50 | 10 | 2021 | 1.15% | 9985 | 998.5 | 1497.75 | 12481.25 | 143.5344 | 0 | 0 | 0 | 0 | 0 | 0 | 0 | 0 | 0 | 201.9673 | 0 | 0 | 0 | 0 | 0 | 0 | 0 | 0 | 0 | 328.9834 | 0 | 0 | 0 | 0 | 0 | 0 | 0 | 0 | 0 | 535.8793 | 0 | 0 | 0 | 0 | 60186.0948 | 0 | 0 | 0 | 0 | 872.8909 | 0 | 0 | 0 | 0 | 0 | 0
117 | PVC | 6 | 2006 |  | 50 | 10 | 2021 | 1.15% | 9985 | 998.5 | 1497.75 | 12481.25 | 143.5344 | 0 | 0 | 0 | 0 | 0 | 0 | 0 | 0 | 0 | 201.9673 | 0 | 0 | 0 | 0 | 0 | 0 | 0 | 0 | 0 | 328.9834 | 0 | 0 | 0 | 0 | 0 | 0 | 0 | 0 | 0 | 535.8793 | 0 | 0 | 0 | 0 | 60186.0948 | 0 | 0 | 0 | 0 | 872.8909 | 0 | 0 | 0 | 0 | 0 | 0
116 | PVC | 6 | 2006 |  | 50 | 10 | 2021 | 1.15% | 9985 | 998.5 | 1497.75 | 12481.25 | 143.5344 | 0 | 0 | 0 | 0 | 0 | 0 | 0 | 0 | 0 | 201.9673 | 0 | 0 | 0 | 0 | 0 | 0 | 0 | 0 | 0 | 328.9834 | 0 | 0 | 0 | 0 | 0 | 0 | 0 | 0 | 0 | 535.8793 | 0 | 0 | 0 | 0 | 60186.0948 | 0 | 0 | 0 | 0 | 872.8909 | 0 | 0 | 0 | 0 | 0 | 0
115 | PVC | 6 | 2006 |  | 50 | 10 | 2021 | 1.15% | 9985 | 998.5 | 1497.75 | 12481.25 | 143.5344 | 0 | 0 | 0 | 0 | 0 | 0 | 0 | 0 | 0 | 201.9673 | 0 | 0 | 0 | 0 | 0 | 0 | 0 | 0 | 0 | 328.9834 | 0 | 0 | 0 | 0 | 0 | 0 | 0 | 0 | 0 | 535.8793 | 0 | 0 | 0 | 0 | 60186.0948 | 0 | 0 | 0 | 0 | 872.8909 | 0 | 0 | 0 | 0 | 0 | 0
114 | PVC | 6 | 2006 |  | 50 | 10 | 2021 | 1.15% | 9985 | 998.5 | 1497.75 | 12481.25 | 143.5344 | 0 | 0 | 0 | 0 | 0 | 0 | 0 | 0 | 0 | 201.9673 | 0 | 0 | 0 | 0 | 0 | 0 | 0 | 0 | 0 | 328.9834 | 0 | 0 | 0 | 0 | 0 | 0 | 0 | 0 | 0 | 535.8793 | 0 | 0 | 0 | 0 | 60186.0948 | 0 | 0 | 0 | 0 | 872.8909 | 0 | 0 | 0 | 0 | 0 | 0
113 | PVC | 6 | 2006 |  | 50 | 10 | 2021 | 1.15% | 9985 | 998.5 | 1497.75 | 12481.25 | 143.5344 | 0 | 0 | 0 | 0 | 0 | 0 | 0 | 0 | 0 | 201.9673 | 0 | 0 | 0 | 0 | 0 | 0 | 0 | 0 | 0 | 328.9834 | 0 | 0 | 0 | 0 | 0 | 0 | 0 | 0 | 0 | 535.8793 | 0 | 0 | 0 | 0 | 60186.0948 | 0 | 0 | 0 | 0 | 872.8909 | 0 | 0 | 0 | 0 | 0 | 0
112 | PVC | 6 | 2006 |  | 50 | 10 | 2021 | 1.15% | 9985 | 998.5 | 1497.75 | 12481.25 | 143.5344 | 0 | 0 | 0 | 0 | 0 | 0 | 0 | 0 | 0 | 201.9673 | 0 | 0 | 0 | 0 | 0 | 0 | 0 | 0 | 0 | 328.9834 | 0 | 0 | 0 | 0 | 0 | 0 | 0 | 0 | 0 | 535.8793 | 0 | 0 | 0 | 0 | 60186.0948 | 0 | 0 | 0 | 0 | 872.8909 | 0 | 0 | 0 | 0 | 0 | 0
109 | PVC | 6 | 2006 |  | 50 | 10 | 2021 | 1.15% | 9985 | 998.5 | 1497.75 | 12481.25 | 143.5344 | 0 | 0 | 0 | 0 | 0 | 0 | 0 | 0 | 0 | 201.9673 | 0 | 0 | 0 | 0 | 0 | 0 | 0 | 0 | 0 | 328.9834 | 0 | 0 | 0 | 0 | 0 | 0 | 0 | 0 | 0 | 535.8793 | 0 | 0 | 0 | 0 | 60186.0948 | 0 | 0 | 0 | 0 | 872.8909 | 0 | 0 | 0 | 0 | 0 | 0
108 | PVC | 6 | 2006 |  | 50 | 10 | 2021 | 1.15% | 9985 | 998.5 | 1497.75 | 12481.25 | 143.5344 | 0 | 0 | 0 | 0 | 0 | 0 | 0 | 0 | 0 | 201.9673 | 0 | 0 | 0 | 0 | 0 | 0 | 0 | 0 | 0 | 328.9834 | 0 | 0 | 0 | 0 | 0 | 0 | 0 | 0 | 0 | 535.8793 | 0 | 0 | 0 | 0 | 60186.0948 | 0 | 0 | 0 | 0 | 872.8909 | 0 | 0 | 0 | 0 | 0 | 0
107 | PVC | 6 | 2006 |  | 50 | 10 | 2021 | 1.15% | 9985 | 998.5 | 1497.75 | 12481.25 | 143.5344 | 0 | 0 | 0 | 0 | 0 | 0 | 0 | 0 | 0 | 201.9673 | 0 | 0 | 0 | 0 | 0 | 0 | 0 | 0 | 0 | 328.9834 | 0 | 0 | 0 | 0 | 0 | 0 | 0 | 0 | 0 | 535.8793 | 0 | 0 | 0 | 0 | 60186.0948 | 0 | 0 | 0 | 0 | 872.8909 | 0 | 0 | 0 | 0 | 0 | 0
106 | PVC | 6 | 2006 |  | 50 | 10 | 2021 | 1.15% | 9985 | 998.5 | 1497.75 | 12481.25 | 143.5344 | 0 | 0 | 0 | 0 | 0 | 0 | 0 | 0 | 0 | 201.9673 | 0 | 0 | 0 | 0 | 0 | 0 | 0 | 0 | 0 | 328.9834 | 0 | 0 | 0 | 0 | 0 | 0 | 0 | 0 | 0 | 535.8793 | 0 | 0 | 0 | 0 | 60186.0948 | 0 | 0 | 0 | 0 | 872.8909 | 0 | 0 | 0 | 0 | 0 | 0
105 | PVC | 6 | 2006 |  | 50 | 10 | 2021 | 1.15% | 9985 | 998.5 | 1497.75 | 12481.25 | 143.5344 | 0 | 0 | 0 | 0 | 0 | 0 | 0 | 0 | 0 | 201.9673 | 0 | 0 | 0 | 0 | 0 | 0 | 0 | 0 | 0 | 328.9834 | 0 | 0 | 0 | 0 | 0 | 0 | 0 | 0 | 0 | 535.8793 | 0 | 0 | 0 | 0 | 60186.0948 | 0 | 0 | 0 | 0 | 872.8909 | 0 | 0 | 0 | 0 | 0 | 0
104 | PVC | 6 | 2006 |  | 50 | 10 | 2021 | 1.15% | 9985 | 998.5 | 1497.75 | 12481.25 | 143.5344 | 0 | 0 | 0 | 0 | 0 | 0 | 0 | 0 | 0 | 201.9673 | 0 | 0 | 0 | 0 | 0 | 0 | 0 | 0 | 0 | 328.9834 | 0 | 0 | 0 | 0 | 0 | 0 | 0 | 0 | 0 | 535.8793 | 0 | 0 | 0 | 0 | 60186.0948 | 0 | 0 | 0 | 0 | 872.8909 | 0 | 0 | 0 | 0 | 0 | 0
103 | PVC | 6 | 2006 |  | 50 | 10 | 2021 | 1.15% | 9985 | 998.5 | 1497.75 | 12481.25 | 143.5344 | 0 | 0 | 0 | 0 | 0 | 0 | 0 | 0 | 0 | 201.9673 | 0 | 0 | 0 | 0 | 0 | 0 | 0 | 0 | 0 | 328.9834 | 0 | 0 | 0 | 0 | 0 | 0 | 0 | 0 | 0 | 535.8793 | 0 | 0 | 0 | 0 | 60186.0948 | 0 | 0 | 0 | 0 | 872.8909 | 0 | 0 | 0 | 0 | 0 | 0
102 | PVC | 6 | 2006 |  | 50 | 10 | 2021 | 1.15% | 9985 | 998.5 | 1497.75 | 12481.25 | 143.5344 | 0 | 0 | 0 | 0 | 0 | 0 | 0 | 0 | 0 | 201.9673 | 0 | 0 | 0 | 0 | 0 | 0 | 0 | 0 | 0 | 328.9834 | 0 | 0 | 0 | 0 | 0 | 0 | 0 | 0 | 0 | 535.8793 | 0 | 0 | 0 | 0 | 60186.0948 | 0 | 0 | 0 | 0 | 872.8909 | 0 | 0 | 0 | 0 | 0 | 0
101 | PVC | 6 | 2006 |  | 50 | 10 | 2021 | 1.15% | 9985 | 998.5 | 1497.75 | 12481.25 | 143.5344 | 0 | 0 | 0 | 0 | 0 | 0 | 0 | 0 | 0 | 201.9673 | 0 | 0 | 0 | 0 | 0 | 0 | 0 | 0 | 0 | 328.9834 | 0 | 0 | 0 | 0 | 0 | 0 | 0 | 0 | 0 | 535.8793 | 0 | 0 | 0 | 0 | 60186.0948 | 0 | 0 | 0 | 0 | 872.8909 | 0 | 0 | 0 | 0 | 0 | 0
100 | PVC | 6 | 2006 |  | 50 | 10 | 2021 | 1.15% | 9985 | 998.5 | 1497.75 | 12481.25 | 143.5344 | 0 | 0 | 0 | 0 | 0 | 0 | 0 | 0 | 0 | 201.9673 | 0 | 0 | 0 | 0 | 0 | 0 | 0 | 0 | 0 | 328.9834 | 0 | 0 | 0 | 0 | 0 | 0 | 0 | 0 | 0 | 535.8793 | 0 | 0 | 0 | 0 | 60186.0948 | 0 | 0 | 0 | 0 | 872.8909 | 0 | 0 | 0 | 0 | 0 | 0
99 | PVC | 6 | 2006 |  | 50 | 10 | 2021 | 1.15% | 9985 | 998.5 | 1497.75 | 12481.25 | 143.5344 | 0 | 0 | 0 | 0 | 0 | 0 | 0 | 0 | 0 | 201.9673 | 0 | 0 | 0 | 0 | 0 | 0 | 0 | 0 | 0 | 328.9834 | 0 | 0 | 0 | 0 | 0 | 0 | 0 | 0 | 0 | 535.8793 | 0 | 0 | 0 | 0 | 60186.0948 | 0 | 0 | 0 | 0 | 872.8909 | 0 | 0 | 0 | 0 | 0 | 0
98 | PVC | 6 | 2006 |  | 50 | 10 | 2021 | 1.15% | 9985 | 998.5 | 1497.75 | 12481.25 | 143.5344 | 0 | 0 | 0 | 0 | 0 | 0 | 0 | 0 | 0 | 201.9673 | 0 | 0 | 0 | 0 | 0 | 0 | 0 | 0 | 0 | 328.9834 | 0 | 0 | 0 | 0 | 0 | 0 | 0 | 0 | 0 | 535.8793 | 0 | 0 | 0 | 0 | 60186.0948 | 0 | 0 | 0 | 0 | 872.8909 | 0 | 0 | 0 | 0 | 0 | 0
97 | PVC | 6 | 2006 |  | 50 | 10 | 2021 | 1.15% | 9985 | 998.5 | 1497.75 | 12481.25 | 143.5344 | 0 | 0 | 0 | 0 | 0 | 0 | 0 | 0 | 0 | 201.9673 | 0 | 0 | 0 | 0 | 0 | 0 | 0 | 0 | 0 | 328.9834 | 0 | 0 | 0 | 0 | 0 | 0 | 0 | 0 | 0 | 535.8793 | 0 | 0 | 0 | 0 | 60186.0948 | 0 | 0 | 0 | 0 | 872.8909 | 0 | 0 | 0 | 0 | 0 | 0
96 | PVC | 6 | 2006 |  | 50 | 10 | 2021 | 1.15% | 9985 | 998.5 | 1497.75 | 12481.25 | 143.5344 | 0 | 0 | 0 | 0 | 0 | 0 | 0 | 0 | 0 | 201.9673 | 0 | 0 | 0 | 0 | 0 | 0 | 0 | 0 | 0 | 328.9834 | 0 | 0 | 0 | 0 | 0 | 0 | 0 | 0 | 0 | 535.8793 | 0 | 0 | 0 | 0 | 60186.0948 | 0 | 0 | 0 | 0 | 872.8909 | 0 | 0 | 0 | 0 | 0 | 0
93 | PVC | 6 | 2006 |  | 50 | 10 | 2021 | 1.15% | 9985 | 998.5 | 1497.75 | 12481.25 | 143.5344 | 0 | 0 | 0 | 0 | 0 | 0 | 0 | 0 | 0 | 201.9673 | 0 | 0 | 0 | 0 | 0 | 0 | 0 | 0 | 0 | 328.9834 | 0 | 0 | 0 | 0 | 0 | 0 | 0 | 0 | 0 | 535.8793 | 0 | 0 | 0 | 0 | 60186.0948 | 0 | 0 | 0 | 0 | 872.8909 | 0 | 0 | 0 | 0 | 0 | 0
92 | PVC | 6 | 2006 |  | 50 | 10 | 2021 | 1.15% | 9985 | 998.5 | 1497.75 | 12481.25 | 143.5344 | 0 | 0 | 0 | 0 | 0 | 0 | 0 | 0 | 0 | 201.9673 | 0 | 0 | 0 | 0 | 0 | 0 | 0 | 0 | 0 | 328.9834 | 0 | 0 | 0 | 0 | 0 | 0 | 0 | 0 | 0 | 535.8793 | 0 | 0 | 0 | 0 | 60186.0948 | 0 | 0 | 0 | 0 | 872.8909 | 0 | 0 | 0 | 0 | 0 | 0
91 | PVC | 6 | 2006 |  | 50 | 10 | 2021 | 1.15% | 9985 | 998.5 | 1497.75 | 12481.25 | 143.5344 | 0 | 0 | 0 | 0 | 0 | 0 | 0 | 0 | 0 | 201.9673 | 0 | 0 | 0 | 0 | 0 | 0 | 0 | 0 | 0 | 328.9834 | 0 | 0 | 0 | 0 | 0 | 0 | 0 | 0 | 0 | 535.8793 | 0 | 0 | 0 | 0 | 60186.0948 | 0 | 0 | 0 | 0 | 872.8909 | 0 | 0 | 0 | 0 | 0 | 0
90 | PVC | 6 | 2006 |  | 50 | 10 | 2021 | 1.15% | 9985 | 998.5 | 1497.75 | 12481.25 | 143.5344 | 0 | 0 | 0 | 0 | 0 | 0 | 0 | 0 | 0 | 201.9673 | 0 | 0 | 0 | 0 | 0 | 0 | 0 | 0 | 0 | 328.9834 | 0 | 0 | 0 | 0 | 0 | 0 | 0 | 0 | 0 | 535.8793 | 0 | 0 | 0 | 0 | 60186.0948 | 0 | 0 | 0 | 0 | 872.8909 | 0 | 0 | 0 | 0 | 0 | 0
89 | PVC | 6 | 2006 |  | 50 | 10 | 2021 | 1.15% | 9985 | 998.5 | 1497.75 | 12481.25 | 143.5344 | 0 | 0 | 0 | 0 | 0 | 0 | 0 | 0 | 0 | 201.9673 | 0 | 0 | 0 | 0 | 0 | 0 | 0 | 0 | 0 | 328.9834 | 0 | 0 | 0 | 0 | 0 | 0 | 0 | 0 | 0 | 535.8793 | 0 | 0 | 0 | 0 | 60186.0948 | 0 | 0 | 0 | 0 | 872.8909 | 0 | 0 | 0 | 0 | 0 | 0
88 | PVC | 6 | 2006 |  | 50 | 10 | 2021 | 1.15% | 9985 | 998.5 | 1497.75 | 12481.25 | 143.5344 | 0 | 0 | 0 | 0 | 0 | 0 | 0 | 0 | 0 | 201.9673 | 0 | 0 | 0 | 0 | 0 | 0 | 0 | 0 | 0 | 328.9834 | 0 | 0 | 0 | 0 | 0 | 0 | 0 | 0 | 0 | 535.8793 | 0 | 0 | 0 | 0 | 60186.0948 | 0 | 0 | 0 | 0 | 872.8909 | 0 | 0 | 0 | 0 | 0 | 0
87 | PVC | 6 | 2006 |  | 50 | 10 | 2021 | 1.15% | 9985 | 998.5 | 1497.75 | 12481.25 | 143.5344 | 0 | 0 | 0 | 0 | 0 | 0 | 0 | 0 | 0 | 201.9673 | 0 | 0 | 0 | 0 | 0 | 0 | 0 | 0 | 0 | 328.9834 | 0 | 0 | 0 | 0 | 0 | 0 | 0 | 0 | 0 | 535.8793 | 0 | 0 | 0 | 0 | 60186.0948 | 0 | 0 | 0 | 0 | 872.8909 | 0 | 0 | 0 | 0 | 0 | 0
86 | PVC | 6 | 2006 |  | 50 | 10 | 2021 | 1.15% | 9985 | 998.5 | 1497.75 | 12481.25 | 143.5344 | 0 | 0 | 0 | 0 | 0 | 0 | 0 | 0 | 0 | 201.9673 | 0 | 0 | 0 | 0 | 0 | 0 | 0 | 0 | 0 | 328.9834 | 0 | 0 | 0 | 0 | 0 | 0 | 0 | 0 | 0 | 535.8793 | 0 | 0 | 0 | 0 | 60186.0948 | 0 | 0 | 0 | 0 | 872.8909 | 0 | 0 | 0 | 0 | 0 | 0
85 | PVC | 6 | 2006 |  | 50 | 10 | 2021 | 1.15% | 9985 | 998.5 | 1497.75 | 12481.25 | 143.5344 | 0 | 0 | 0 | 0 | 0 | 0 | 0 | 0 | 0 | 201.9673 | 0 | 0 | 0 | 0 | 0 | 0 | 0 | 0 | 0 | 328.9834 | 0 | 0 | 0 | 0 | 0 | 0 | 0 | 0 | 0 | 535.8793 | 0 | 0 | 0 | 0 | 60186.0948 | 0 | 0 | 0 | 0 | 872.8909 | 0 | 0 | 0 | 0 | 0 | 0
84 | PVC | 6 | 2006 |  | 50 | 10 | 2021 | 1.15% | 9985 | 998.5 | 1497.75 | 12481.25 | 143.5344 | 0 | 0 | 0 | 0 | 0 | 0 | 0 | 0 | 0 | 201.9673 | 0 | 0 | 0 | 0 | 0 | 0 | 0 | 0 | 0 | 328.9834 | 0 | 0 | 0 | 0 | 0 | 0 | 0 | 0 | 0 | 535.8793 | 0 | 0 | 0 | 0 | 60186.0948 | 0 | 0 | 0 | 0 | 872.8909 | 0 | 0 | 0 | 0 | 0 | 0
83 | PVC | 6 | 2006 |  | 50 | 10 | 2021 | 1.15% | 9985 | 998.5 | 1497.75 | 12481.25 | 143.5344 | 0 | 0 | 0 | 0 | 0 | 0 | 0 | 0 | 0 | 201.9673 | 0 | 0 | 0 | 0 | 0 | 0 | 0 | 0 | 0 | 328.9834 | 0 | 0 | 0 | 0 | 0 | 0 | 0 | 0 | 0 | 535.8793 | 0 | 0 | 0 | 0 | 60186.0948 | 0 | 0 | 0 | 0 | 872.8909 | 0 | 0 | 0 | 0 | 0 | 0
82 | PVC | 6 | 2006 |  | 50 | 10 | 2021 | 1.15% | 9985 | 998.5 | 1497.75 | 12481.25 | 143.5344 | 0 | 0 | 0 | 0 | 0 | 0 | 0 | 0 | 0 | 201.9673 | 0 | 0 | 0 | 0 | 0 | 0 | 0 | 0 | 0 | 328.9834 | 0 | 0 | 0 | 0 | 0 | 0 | 0 | 0 | 0 | 535.8793 | 0 | 0 | 0 | 0 | 60186.0948 | 0 | 0 | 0 | 0 | 872.8909 | 0 | 0 | 0 | 0 | 0 | 0
81 | PVC | 6 | 2006 |  | 50 | 10 | 2021 | 1.15% | 9985 | 998.5 | 1497.75 | 12481.25 | 143.5344 | 0 | 0 | 0 | 0 | 0 | 0 | 0 | 0 | 0 | 201.9673 | 0 | 0 | 0 | 0 | 0 | 0 | 0 | 0 | 0 | 328.9834 | 0 | 0 | 0 | 0 | 0 | 0 | 0 | 0 | 0 | 535.8793 | 0 | 0 | 0 | 0 | 60186.0948 | 0 | 0 | 0 | 0 | 872.8909 | 0 | 0 | 0 | 0 | 0 | 0
80 | PVC | 6 | 2006 |  | 50 | 10 | 2022 | 1.15% | 9985 | 998.5 | 1497.75 | 12481.25 | 143.5344 | 130.1899 | 0 | 0 | 0 | 0 | 0 | 0 | 0 | 0 | 0 | 212.0656 | 0 | 0 | 0 | 0 | 0 | 0 | 0 | 0 | 0 | 345.4326 | 0 | 0 | 0 | 0 | 0 | 0 | 0 | 0 | 0 | 562.6733 | 0 | 0 | 0 | 60186.0948 | 0 | 0 | 0 | 0 | 0 | 916.5355 | 0 | 0 | 0 | 0 | 0
79 | PVC | 6 | 2006 |  | 50 | 10 | 2022 | 1.15% | 9985 | 998.5 | 1497.75 | 12481.25 | 143.5344 | 130.1899 | 0 | 0 | 0 | 0 | 0 | 0 | 0 | 0 | 0 | 212.0656 | 0 | 0 | 0 | 0 | 0 | 0 | 0 | 0 | 0 | 345.4326 | 0 | 0 | 0 | 0 | 0 | 0 | 0 | 0 | 0 | 562.6733 | 0 | 0 | 0 | 60186.0948 | 0 | 0 | 0 | 0 | 0 | 916.5355 | 0 | 0 | 0 | 0 | 0
78 | PVC | 6 | 2006 |  | 50 | 10 | 2022 | 1.15% | 9985 | 998.5 | 1497.75 | 12481.25 | 143.5344 | 130.1899 | 0 | 0 | 0 | 0 | 0 | 0 | 0 | 0 | 0 | 212.0656 | 0 | 0 | 0 | 0 | 0 | 0 | 0 | 0 | 0 | 345.4326 | 0 | 0 | 0 | 0 | 0 | 0 | 0 | 0 | 0 | 562.6733 | 0 | 0 | 0 | 60186.0948 | 0 | 0 | 0 | 0 | 0 | 916.5355 | 0 | 0 | 0 | 0 | 0
77 | PVC | 6 | 2006 |  | 50 | 10 | 2022 | 1.15% | 9985 | 998.5 | 1497.75 | 12481.25 | 143.5344 | 130.1899 | 0 | 0 | 0 | 0 | 0 | 0 | 0 | 0 | 0 | 212.0656 | 0 | 0 | 0 | 0 | 0 | 0 | 0 | 0 | 0 | 345.4326 | 0 | 0 | 0 | 0 | 0 | 0 | 0 | 0 | 0 | 562.6733 | 0 | 0 | 0 | 60186.0948 | 0 | 0 | 0 | 0 | 0 | 916.5355 | 0 | 0 | 0 | 0 | 0
76 | PVC | 6 | 2006 |  | 50 | 10 | 2022 | 1.15% | 9985 | 998.5 | 1497.75 | 12481.25 | 143.5344 | 130.1899 | 0 | 0 | 0 | 0 | 0 | 0 | 0 | 0 | 0 | 212.0656 | 0 | 0 | 0 | 0 | 0 | 0 | 0 | 0 | 0 | 345.4326 | 0 | 0 | 0 | 0 | 0 | 0 | 0 | 0 | 0 | 562.6733 | 0 | 0 | 0 | 60186.0948 | 0 | 0 | 0 | 0 | 0 | 916.5355 | 0 | 0 | 0 | 0 | 0
75 | PVC | 6 | 2006 |  | 50 | 10 | 2022 | 1.15% | 9985 | 998.5 | 1497.75 | 12481.25 | 143.5344 | 130.1899 | 0 | 0 | 0 | 0 | 0 | 0 | 0 | 0 | 0 | 212.0656 | 0 | 0 | 0 | 0 | 0 | 0 | 0 | 0 | 0 | 345.4326 | 0 | 0 | 0 | 0 | 0 | 0 | 0 | 0 | 0 | 562.6733 | 0 | 0 | 0 | 60186.0948 | 0 | 0 | 0 | 0 | 0 | 916.5355 | 0 | 0 | 0 | 0 | 0
74 | PVC | 6 | 2006 |  | 50 | 10 | 2022 | 1.15% | 9985 | 998.5 | 1497.75 | 12481.25 | 143.5344 | 130.1899 | 0 | 0 | 0 | 0 | 0 | 0 | 0 | 0 | 0 | 212.0656 | 0 | 0 | 0 | 0 | 0 | 0 | 0 | 0 | 0 | 345.4326 | 0 | 0 | 0 | 0 | 0 | 0 | 0 | 0 | 0 | 562.6733 | 0 | 0 | 0 | 60186.0948 | 0 | 0 | 0 | 0 | 0 | 916.5355 | 0 | 0 | 0 | 0 | 0
73 | PVC | 6 | 2006 |  | 50 | 10 | 2022 | 1.15% | 9985 | 998.5 | 1497.75 | 12481.25 | 143.5344 | 130.1899 | 0 | 0 | 0 | 0 | 0 | 0 | 0 | 0 | 0 | 212.0656 | 0 | 0 | 0 | 0 | 0 | 0 | 0 | 0 | 0 | 345.4326 | 0 | 0 | 0 | 0 | 0 | 0 | 0 | 0 | 0 | 562.6733 | 0 | 0 | 0 | 60186.0948 | 0 | 0 | 0 | 0 | 0 | 916.5355 | 0 | 0 | 0 | 0 | 0
72 | PVC | 6 | 2006 |  | 50 | 10 | 2022 | 1.15% | 9985 | 998.5 | 1497.75 | 12481.25 | 143.5344 | 130.1899 | 0 | 0 | 0 | 0 | 0 | 0 | 0 | 0 | 0 | 212.0656 | 0 | 0 | 0 | 0 | 0 | 0 | 0 | 0 | 0 | 345.4326 | 0 | 0 | 0 | 0 | 0 | 0 | 0 | 0 | 0 | 562.6733 | 0 | 0 | 0 | 60186.0948 | 0 | 0 | 0 | 0 | 0 | 916.5355 | 0 | 0 | 0 | 0 | 0
71 | PVC | 6 | 2006 |  | 50 | 10 | 2022 | 1.15% | 9985 | 998.5 | 1497.75 | 12481.25 | 143.5344 | 130.1899 | 0 | 0 | 0 | 0 | 0 | 0 | 0 | 0 | 0 | 212.0656 | 0 | 0 | 0 | 0 | 0 | 0 | 0 | 0 | 0 | 345.4326 | 0 | 0 | 0 | 0 | 0 | 0 | 0 | 0 | 0 | 562.6733 | 0 | 0 | 0 | 60186.0948 | 0 | 0 | 0 | 0 | 0 | 916.5355 | 0 | 0 | 0 | 0 | 0
61 | PVC (C909) | 6 | 2006 |  | 50 | 10 | 2022 | 1.15% | 9985 | 998.5 | 1497.75 | 12481.25 | 143.5344 | 130.1899 | 0 | 0 | 0 | 0 | 0 | 0 | 0 | 0 | 0 | 212.0656 | 0 | 0 | 0 | 0 | 0 | 0 | 0 | 0 | 0 | 345.4326 | 0 | 0 | 0 | 0 | 0 | 0 | 0 | 0 | 0 | 562.6733 | 0 | 0 | 0 | 60186.0948 | 0 | 0 | 0 | 0 | 0 | 916.5355 | 0 | 0 | 0 | 0 | 0
60 | PVC (C909) | 6 | 2006 |  | 50 | 10 | 2022 | 1.15% | 9985 | 998.5 | 1497.75 | 12481.25 | 143.5344 | 130.1899 | 0 | 0 | 0 | 0 | 0 | 0 | 0 | 0 | 0 | 212.0656 | 0 | 0 | 0 | 0 | 0 | 0 | 0 | 0 | 0 | 345.4326 | 0 | 0 | 0 | 0 | 0 | 0 | 0 | 0 | 0 | 562.6733 | 0 | 0 | 0 | 60186.0948 | 0 | 0 | 0 | 0 | 0 | 916.5355 | 0 | 0 | 0 | 0 | 0
59 | PVC (C909) | 6 | 2006 |  | 50 | 10 | 2022 | 1.15% | 9985 | 998.5 | 1497.75 | 12481.25 | 143.5344 | 130.1899 | 0 | 0 | 0 | 0 | 0 | 0 | 0 | 0 | 0 | 212.0656 | 0 | 0 | 0 | 0 | 0 | 0 | 0 | 0 | 0 | 345.4326 | 0 | 0 | 0 | 0 | 0 | 0 | 0 | 0 | 0 | 562.6733 | 0 | 0 | 0 | 60186.0948 | 0 | 0 | 0 | 0 | 0 | 916.5355 | 0 | 0 | 0 | 0 | 0
58 | PVC (C909) | 6 | 2006 |  | 50 | 10 | 2022 | 1.15% | 9985 | 998.5 | 1497.75 | 12481.25 | 143.5344 | 130.1899 | 0 | 0 | 0 | 0 | 0 | 0 | 0 | 0 | 0 | 212.0656 | 0 | 0 | 0 | 0 | 0 | 0 | 0 | 0 | 0 | 345.4326 | 0 | 0 | 0 | 0 | 0 | 0 | 0 | 0 | 0 | 562.6733 | 0 | 0 | 0 | 60186.0948 | 0 | 0 | 0 | 0 | 0 | 916.5355 | 0 | 0 | 0 | 0 | 0
57 | PVC (C909) | 6 | 2006 |  | 50 | 10 | 2022 | 1.15% | 9985 | 998.5 | 1497.75 | 12481.25 | 143.5344 | 130.1899 | 0 | 0 | 0 | 0 | 0 | 0 | 0 | 0 | 0 | 212.0656 | 0 | 0 | 0 | 0 | 0 | 0 | 0 | 0 | 0 | 345.4326 | 0 | 0 | 0 | 0 | 0 | 0 | 0 | 0 | 0 | 562.6733 | 0 | 0 | 0 | 60186.0948 | 0 | 0 | 0 | 0 | 0 | 916.5355 | 0 | 0 | 0 | 0 | 0
844 | PVC | 6 | 2007 |  | 50 | 10 | 2022 | 1.15% | 9985 | 998.5 | 1497.75 | 12481.25 | 143.5344 | 130.1899 | 0 | 0 | 0 | 0 | 0 | 0 | 0 | 0 | 0 | 212.0656 | 0 | 0 | 0 | 0 | 0 | 0 | 0 | 0 | 0 | 345.4326 | 0 | 0 | 0 | 0 | 0 | 0 | 0 | 0 | 0 | 562.6733 | 0 | 0 | 0 | 0 | 63195.3996 | 0 | 0 | 0 | 0 | 916.5355 | 0 | 0 | 0 | 0 | 0
835 | PVC | 6 | 2007 |  | 50 | 10 | 2022 | 1.15% | 9985 | 998.5 | 1497.75 | 12481.25 | 143.5344 | 130.1899 | 0 | 0 | 0 | 0 | 0 | 0 | 0 | 0 | 0 | 212.0656 | 0 | 0 | 0 | 0 | 0 | 0 | 0 | 0 | 0 | 345.4326 | 0 | 0 | 0 | 0 | 0 | 0 | 0 | 0 | 0 | 562.6733 | 0 | 0 | 0 | 0 | 63195.3996 | 0 | 0 | 0 | 0 | 916.5355 | 0 | 0 | 0 | 0 | 0
834 | PVC | 6 | 2007 |  | 50 | 10 | 2022 | 1.15% | 9985 | 998.5 | 1497.75 | 12481.25 | 143.5344 | 130.1899 | 0 | 0 | 0 | 0 | 0 | 0 | 0 | 0 | 0 | 212.0656 | 0 | 0 | 0 | 0 | 0 | 0 | 0 | 0 | 0 | 345.4326 | 0 | 0 | 0 | 0 | 0 | 0 | 0 | 0 | 0 | 562.6733 | 0 | 0 | 0 | 0 | 63195.3996 | 0 | 0 | 0 | 0 | 916.5355 | 0 | 0 | 0 | 0 | 0
833 | PVC | 6 | 2007 |  | 50 | 10 | 2022 | 1.15% | 9985 | 998.5 | 1497.75 | 12481.25 | 143.5344 | 130.1899 | 0 | 0 | 0 | 0 | 0 | 0 | 0 | 0 | 0 | 212.0656 | 0 | 0 | 0 | 0 | 0 | 0 | 0 | 0 | 0 | 345.4326 | 0 | 0 | 0 | 0 | 0 | 0 | 0 | 0 | 0 | 562.6733 | 0 | 0 | 0 | 0 | 63195.3996 | 0 | 0 | 0 | 0 | 916.5355 | 0 | 0 | 0 | 0 | 0
68 | PVC | 6 | 2007 |  | 50 | 10 | 2022 | 1.15% | 9985 | 998.5 | 1497.75 | 12481.25 | 143.5344 | 130.1899 | 0 | 0 | 0 | 0 | 0 | 0 | 0 | 0 | 0 | 212.0656 | 0 | 0 | 0 | 0 | 0 | 0 | 0 | 0 | 0 | 345.4326 | 0 | 0 | 0 | 0 | 0 | 0 | 0 | 0 | 0 | 562.6733 | 0 | 0 | 0 | 0 | 63195.3996 | 0 | 0 | 0 | 0 | 916.5355 | 0 | 0 | 0 | 0 | 0
67 | PVC | 6 | 2007 |  | 50 | 10 | 2022 | 1.15% | 9985 | 998.5 | 1497.75 | 12481.25 | 143.5344 | 130.1899 | 0 | 0 | 0 | 0 | 0 | 0 | 0 | 0 | 0 | 212.0656 | 0 | 0 | 0 | 0 | 0 | 0 | 0 | 0 | 0 | 345.4326 | 0 | 0 | 0 | 0 | 0 | 0 | 0 | 0 | 0 | 562.6733 | 0 | 0 | 0 | 0 | 63195.3996 | 0 | 0 | 0 | 0 | 916.5355 | 0 | 0 | 0 | 0 | 0
65 | PVC | 6 | 2007 |  | 50 | 10 | 2022 | 1.15% | 9985 | 998.5 | 1497.75 | 12481.25 | 143.5344 | 130.1899 | 0 | 0 | 0 | 0 | 0 | 0 | 0 | 0 | 0 | 212.0656 | 0 | 0 | 0 | 0 | 0 | 0 | 0 | 0 | 0 | 345.4326 | 0 | 0 | 0 | 0 | 0 | 0 | 0 | 0 | 0 | 562.6733 | 0 | 0 | 0 | 0 | 63195.3996 | 0 | 0 | 0 | 0 | 916.5355 | 0 | 0 | 0 | 0 | 0
64 | PVC | 6 | 2007 |  | 50 | 10 | 2022 | 1.15% | 9985 | 998.5 | 1497.75 | 12481.25 | 143.5344 | 130.1899 | 0 | 0 | 0 | 0 | 0 | 0 | 0 | 0 | 0 | 212.0656 | 0 | 0 | 0 | 0 | 0 | 0 | 0 | 0 | 0 | 345.4326 | 0 | 0 | 0 | 0 | 0 | 0 | 0 | 0 | 0 | 562.6733 | 0 | 0 | 0 | 0 | 63195.3996 | 0 | 0 | 0 | 0 | 916.5355 | 0 | 0 | 0 | 0 | 0
63 | PVC | 6 | 2007 |  | 50 | 10 | 2022 | 1.15% | 9985 | 998.5 | 1497.75 | 12481.25 | 143.5344 | 130.1899 | 0 | 0 | 0 | 0 | 0 | 0 | 0 | 0 | 0 | 212.0656 | 0 | 0 | 0 | 0 | 0 | 0 | 0 | 0 | 0 | 345.4326 | 0 | 0 | 0 | 0 | 0 | 0 | 0 | 0 | 0 | 562.6733 | 0 | 0 | 0 | 0 | 63195.3996 | 0 | 0 | 0 | 0 | 916.5355 | 0 | 0 | 0 | 0 | 0
62 | PVC | 6 | 2007 |  | 50 | 10 | 2022 | 1.15% | 9985 | 998.5 | 1497.75 | 12481.25 | 143.5344 | 130.1899 | 0 | 0 | 0 | 0 | 0 | 0 | 0 | 0 | 0 | 212.0656 | 0 | 0 | 0 | 0 | 0 | 0 | 0 | 0 | 0 | 345.4326 | 0 | 0 | 0 | 0 | 0 | 0 | 0 | 0 | 0 | 562.6733 | 0 | 0 | 0 | 0 | 63195.3996 | 0 | 0 | 0 | 0 | 916.5355 | 0 | 0 | 0 | 0 | 0
55 | PVC | 6 | 2007 |  | 50 | 10 | 2022 | 1.15% | 9985 | 998.5 | 1497.75 | 12481.25 | 143.5344 | 130.1899 | 0 | 0 | 0 | 0 | 0 | 0 | 0 | 0 | 0 | 212.0656 | 0 | 0 | 0 | 0 | 0 | 0 | 0 | 0 | 0 | 345.4326 | 0 | 0 | 0 | 0 | 0 | 0 | 0 | 0 | 0 | 562.6733 | 0 | 0 | 0 | 0 | 63195.3996 | 0 | 0 | 0 | 0 | 916.5355 | 0 | 0 | 0 | 0 | 0
53 | PVC | 6 | 2007 |  | 50 | 10 | 2022 | 1.15% | 9985 | 998.5 | 1497.75 | 12481.25 | 143.5344 | 130.1899 | 0 | 0 | 0 | 0 | 0 | 0 | 0 | 0 | 0 | 212.0656 | 0 | 0 | 0 | 0 | 0 | 0 | 0 | 0 | 0 | 345.4326 | 0 | 0 | 0 | 0 | 0 | 0 | 0 | 0 | 0 | 562.6733 | 0 | 0 | 0 | 0 | 63195.3996 | 0 | 0 | 0 | 0 | 916.5355 | 0 | 0 | 0 | 0 | 0
51 | PVC (C909) | 6 | 2007 |  | 50 | 10 | 2022 | 1.15% | 9985 | 998.5 | 1497.75 | 12481.25 | 143.5344 | 130.1899 | 0 | 0 | 0 | 0 | 0 | 0 | 0 | 0 | 0 | 212.0656 | 0 | 0 | 0 | 0 | 0 | 0 | 0 | 0 | 0 | 345.4326 | 0 | 0 | 0 | 0 | 0 | 0 | 0 | 0 | 0 | 562.6733 | 0 | 0 | 0 | 0 | 63195.3996 | 0 | 0 | 0 | 0 | 916.5355 | 0 | 0 | 0 | 0 | 0
50 | PVC (C909) | 6 | 2007 |  | 50 | 10 | 2022 | 1.15% | 9985 | 998.5 | 1497.75 | 12481.25 | 143.5344 | 130.1899 | 0 | 0 | 0 | 0 | 0 | 0 | 0 | 0 | 0 | 212.0656 | 0 | 0 | 0 | 0 | 0 | 0 | 0 | 0 | 0 | 345.4326 | 0 | 0 | 0 | 0 | 0 | 0 | 0 | 0 | 0 | 562.6733 | 0 | 0 | 0 | 0 | 63195.3996 | 0 | 0 | 0 | 0 | 916.5355 | 0 | 0 | 0 | 0 | 0
48 | PVC (C909) | 6 | 2007 |  | 50 | 10 | 2022 | 1.15% | 9985 | 998.5 | 1497.75 | 12481.25 | 143.5344 | 130.1899 | 0 | 0 | 0 | 0 | 0 | 0 | 0 | 0 | 0 | 212.0656 | 0 | 0 | 0 | 0 | 0 | 0 | 0 | 0 | 0 | 345.4326 | 0 | 0 | 0 | 0 | 0 | 0 | 0 | 0 | 0 | 562.6733 | 0 | 0 | 0 | 0 | 63195.3996 | 0 | 0 | 0 | 0 | 916.5355 | 0 | 0 | 0 | 0 | 0
47 | PVC (C909) | 6 | 2007 |  | 50 | 10 | 2022 | 1.15% | 9985 | 998.5 | 1497.75 | 12481.25 | 143.5344 | 130.1899 | 0 | 0 | 0 | 0 | 0 | 0 | 0 | 0 | 0 | 212.0656 | 0 | 0 | 0 | 0 | 0 | 0 | 0 | 0 | 0 | 345.4326 | 0 | 0 | 0 | 0 | 0 | 0 | 0 | 0 | 0 | 562.6733 | 0 | 0 | 0 | 0 | 63195.3996 | 0 | 0 | 0 | 0 | 916.5355 | 0 | 0 | 0 | 0 | 0
46 | PVC (C909) | 6 | 2007 |  | 50 | 10 | 2022 | 1.15% | 9985 | 998.5 | 1497.75 | 12481.25 | 143.5344 | 130.1899 | 0 | 0 | 0 | 0 | 0 | 0 | 0 | 0 | 0 | 212.0656 | 0 | 0 | 0 | 0 | 0 | 0 | 0 | 0 | 0 | 345.4326 | 0 | 0 | 0 | 0 | 0 | 0 | 0 | 0 | 0 | 562.6733 | 0 | 0 | 0 | 0 | 63195.3996 | 0 | 0 | 0 | 0 | 916.5355 | 0 | 0 | 0 | 0 | 0
45 | PVC (C909) | 6 | 2007 |  | 50 | 10 | 2022 | 1.15% | 9985 | 998.5 | 1497.75 | 12481.25 | 143.5344 | 130.1899 | 0 | 0 | 0 | 0 | 0 | 0 | 0 | 0 | 0 | 212.0656 | 0 | 0 | 0 | 0 | 0 | 0 | 0 | 0 | 0 | 345.4326 | 0 | 0 | 0 | 0 | 0 | 0 | 0 | 0 | 0 | 562.6733 | 0 | 0 | 0 | 0 | 63195.3996 | 0 | 0 | 0 | 0 | 916.5355 | 0 | 0 | 0 | 0 | 0
44 | PVC (C909) | 6 | 2007 |  | 50 | 10 | 2022 | 1.15% | 9985 | 998.5 | 1497.75 | 12481.25 | 143.5344 | 130.1899 | 0 | 0 | 0 | 0 | 0 | 0 | 0 | 0 | 0 | 212.0656 | 0 | 0 | 0 | 0 | 0 | 0 | 0 | 0 | 0 | 345.4326 | 0 | 0 | 0 | 0 | 0 | 0 | 0 | 0 | 0 | 562.6733 | 0 | 0 | 0 | 0 | 63195.3996 | 0 | 0 | 0 | 0 | 916.5355 | 0 | 0 | 0 | 0 | 0
43 | PVC (C909) | 6 | 2007 |  | 50 | 10 | 2022 | 1.15% | 9985 | 998.5 | 1497.75 | 12481.25 | 143.5344 | 130.1899 | 0 | 0 | 0 | 0 | 0 | 0 | 0 | 0 | 0 | 212.0656 | 0 | 0 | 0 | 0 | 0 | 0 | 0 | 0 | 0 | 345.4326 | 0 | 0 | 0 | 0 | 0 | 0 | 0 | 0 | 0 | 562.6733 | 0 | 0 | 0 | 0 | 63195.3996 | 0 | 0 | 0 | 0 | 916.5355 | 0 | 0 | 0 | 0 | 0
41 | PVC (C909) | 6 | 2007 |  | 50 | 10 | 2022 | 1.15% | 9985 | 998.5 | 1497.75 | 12481.25 | 143.5344 | 130.1899 | 0 | 0 | 0 | 0 | 0 | 0 | 0 | 0 | 0 | 212.0656 | 0 | 0 | 0 | 0 | 0 | 0 | 0 | 0 | 0 | 345.4326 | 0 | 0 | 0 | 0 | 0 | 0 | 0 | 0 | 0 | 562.6733 | 0 | 0 | 0 | 0 | 63195.3996 | 0 | 0 | 0 | 0 | 916.5355 | 0 | 0 | 0 | 0 | 0
39 | PVC | 6 | 2007 |  | 50 | 10 | 2022 | 1.15% | 9985 | 998.5 | 1497.75 | 12481.25 | 143.5344 | 130.1899 | 0 | 0 | 0 | 0 | 0 | 0 | 0 | 0 | 0 | 212.0656 | 0 | 0 | 0 | 0 | 0 | 0 | 0 | 0 | 0 | 345.4326 | 0 | 0 | 0 | 0 | 0 | 0 | 0 | 0 | 0 | 562.6733 | 0 | 0 | 0 | 0 | 63195.3996 | 0 | 0 | 0 | 0 | 916.5355 | 0 | 0 | 0 | 0 | 0
38 | PVC | 6 | 2007 |  | 50 | 10 | 2022 | 1.15% | 9985 | 998.5 | 1497.75 | 12481.25 | 143.5344 | 130.1899 | 0 | 0 | 0 | 0 | 0 | 0 | 0 | 0 | 0 | 212.0656 | 0 | 0 | 0 | 0 | 0 | 0 | 0 | 0 | 0 | 345.4326 | 0 | 0 | 0 | 0 | 0 | 0 | 0 | 0 | 0 | 562.6733 | 0 | 0 | 0 | 0 | 63195.3996 | 0 | 0 | 0 | 0 | 916.5355 | 0 | 0 | 0 | 0 | 0
37 | PVC | 6 | 2007 |  | 50 | 10 | 2022 | 1.15% | 9985 | 998.5 | 1497.75 | 12481.25 | 143.5344 | 130.1899 | 0 | 0 | 0 | 0 | 0 | 0 | 0 | 0 | 0 | 212.0656 | 0 | 0 | 0 | 0 | 0 | 0 | 0 | 0 | 0 | 345.4326 | 0 | 0 | 0 | 0 | 0 | 0 | 0 | 0 | 0 | 562.6733 | 0 | 0 | 0 | 0 | 63195.3996 | 0 | 0 | 0 | 0 | 916.5355 | 0 | 0 | 0 | 0 | 0
36 | PVC | 6 | 2007 |  | 50 | 10 | 2022 | 1.15% | 9985 | 998.5 | 1497.75 | 12481.25 | 143.5344 | 130.1899 | 0 | 0 | 0 | 0 | 0 | 0 | 0 | 0 | 0 | 212.0656 | 0 | 0 | 0 | 0 | 0 | 0 | 0 | 0 | 0 | 345.4326 | 0 | 0 | 0 | 0 | 0 | 0 | 0 | 0 | 0 | 562.6733 | 0 | 0 | 0 | 0 | 63195.3996 | 0 | 0 | 0 | 0 | 916.5355 | 0 | 0 | 0 | 0 | 0
35 | PVC | 6 | 2007 |  | 50 | 10 | 2022 | 1.15% | 9985 | 998.5 | 1497.75 | 12481.25 | 143.5344 | 130.1899 | 0 | 0 | 0 | 0 | 0 | 0 | 0 | 0 | 0 | 212.0656 | 0 | 0 | 0 | 0 | 0 | 0 | 0 | 0 | 0 | 345.4326 | 0 | 0 | 0 | 0 | 0 | 0 | 0 | 0 | 0 | 562.6733 | 0 | 0 | 0 | 0 | 63195.3996 | 0 | 0 | 0 | 0 | 916.5355 | 0 | 0 | 0 | 0 | 0
34 | PVC | 6 | 2007 |  | 50 | 10 | 2022 | 1.15% | 9985 | 998.5 | 1497.75 | 12481.25 | 143.5344 | 130.1899 | 0 | 0 | 0 | 0 | 0 | 0 | 0 | 0 | 0 | 212.0656 | 0 | 0 | 0 | 0 | 0 | 0 | 0 | 0 | 0 | 345.4326 | 0 | 0 | 0 | 0 | 0 | 0 | 0 | 0 | 0 | 562.6733 | 0 | 0 | 0 | 0 | 63195.3996 | 0 | 0 | 0 | 0 | 916.5355 | 0 | 0 | 0 | 0 | 0
33 | PVC | 6 | 2007 |  | 50 | 10 | 2022 | 1.15% | 9985 | 998.5 | 1497.75 | 12481.25 | 143.5344 | 130.1899 | 0 | 0 | 0 | 0 | 0 | 0 | 0 | 0 | 0 | 212.0656 | 0 | 0 | 0 | 0 | 0 | 0 | 0 | 0 | 0 | 345.4326 | 0 | 0 | 0 | 0 | 0 | 0 | 0 | 0 | 0 | 562.6733 | 0 | 0 | 0 | 0 | 63195.3996 | 0 | 0 | 0 | 0 | 916.5355 | 0 | 0 | 0 | 0 | 0
32 | PVC | 6 | 2007 |  | 50 | 10 | 2022 | 1.15% | 9985 | 998.5 | 1497.75 | 12481.25 | 143.5344 | 130.1899 | 0 | 0 | 0 | 0 | 0 | 0 | 0 | 0 | 0 | 212.0656 | 0 | 0 | 0 | 0 | 0 | 0 | 0 | 0 | 0 | 345.4326 | 0 | 0 | 0 | 0 | 0 | 0 | 0 | 0 | 0 | 562.6733 | 0 | 0 | 0 | 0 | 63195.3996 | 0 | 0 | 0 | 0 | 916.5355 | 0 | 0 | 0 | 0 | 0
31 | PVC | 6 | 2007 |  | 50 | 10 | 2022 | 1.15% | 9985 | 998.5 | 1497.75 | 12481.25 | 143.5344 | 130.1899 | 0 | 0 | 0 | 0 | 0 | 0 | 0 | 0 | 0 | 212.0656 | 0 | 0 | 0 | 0 | 0 | 0 | 0 | 0 | 0 | 345.4326 | 0 | 0 | 0 | 0 | 0 | 0 | 0 | 0 | 0 | 562.6733 | 0 | 0 | 0 | 0 | 63195.3996 | 0 | 0 | 0 | 0 | 916.5355 | 0 | 0 | 0 | 0 | 0
30 | PVC | 6 | 2007 |  | 50 | 10 | 2022 | 1.15% | 9985 | 998.5 | 1497.75 | 12481.25 | 143.5344 | 130.1899 | 0 | 0 | 0 | 0 | 0 | 0 | 0 | 0 | 0 | 212.0656 | 0 | 0 | 0 | 0 | 0 | 0 | 0 | 0 | 0 | 345.4326 | 0 | 0 | 0 | 0 | 0 | 0 | 0 | 0 | 0 | 562.6733 | 0 | 0 | 0 | 0 | 63195.3996 | 0 | 0 | 0 | 0 | 916.5355 | 0 | 0 | 0 | 0 | 0
29 | PVC | 6 | 2007 |  | 50 | 10 | 2022 | 1.15% | 9985 | 998.5 | 1497.75 | 12481.25 | 143.5344 | 130.1899 | 0 | 0 | 0 | 0 | 0 | 0 | 0 | 0 | 0 | 212.0656 | 0 | 0 | 0 | 0 | 0 | 0 | 0 | 0 | 0 | 345.4326 | 0 | 0 | 0 | 0 | 0 | 0 | 0 | 0 | 0 | 562.6733 | 0 | 0 | 0 | 0 | 63195.3996 | 0 | 0 | 0 | 0 | 916.5355 | 0 | 0 | 0 | 0 | 0
28 | PVC | 6 | 2007 |  | 50 | 10 | 2022 | 1.15% | 9985 | 998.5 | 1497.75 | 12481.25 | 143.5344 | 130.1899 | 0 | 0 | 0 | 0 | 0 | 0 | 0 | 0 | 0 | 212.0656 | 0 | 0 | 0 | 0 | 0 | 0 | 0 | 0 | 0 | 345.4326 | 0 | 0 | 0 | 0 | 0 | 0 | 0 | 0 | 0 | 562.6733 | 0 | 0 | 0 | 0 | 63195.3996 | 0 | 0 | 0 | 0 | 916.5355 | 0 | 0 | 0 | 0 | 0
27 | PVC | 6 | 2007 |  | 50 | 10 | 2022 | 1.15% | 9985 | 998.5 | 1497.75 | 12481.25 | 143.5344 | 130.1899 | 0 | 0 | 0 | 0 | 0 | 0 | 0 | 0 | 0 | 212.0656 | 0 | 0 | 0 | 0 | 0 | 0 | 0 | 0 | 0 | 345.4326 | 0 | 0 | 0 | 0 | 0 | 0 | 0 | 0 | 0 | 562.6733 | 0 | 0 | 0 | 0 | 63195.3996 | 0 | 0 | 0 | 0 | 916.5355 | 0 | 0 | 0 | 0 | 0
26 | PVC | 6 | 2007 |  | 50 | 10 | 2022 | 1.15% | 9985 | 998.5 | 1497.75 | 12481.25 | 143.5344 | 130.1899 | 0 | 0 | 0 | 0 | 0 | 0 | 0 | 0 | 0 | 212.0656 | 0 | 0 | 0 | 0 | 0 | 0 | 0 | 0 | 0 | 345.4326 | 0 | 0 | 0 | 0 | 0 | 0 | 0 | 0 | 0 | 562.6733 | 0 | 0 | 0 | 0 | 63195.3996 | 0 | 0 | 0 | 0 | 916.5355 | 0 | 0 | 0 | 0 | 0
25 | PVC | 6 | 2007 |  | 50 | 10 | 2022 | 1.15% | 9985 | 998.5 | 1497.75 | 12481.25 | 143.5344 | 130.1899 | 0 | 0 | 0 | 0 | 0 | 0 | 0 | 0 | 0 | 212.0656 | 0 | 0 | 0 | 0 | 0 | 0 | 0 | 0 | 0 | 345.4326 | 0 | 0 | 0 | 0 | 0 | 0 | 0 | 0 | 0 | 562.6733 | 0 | 0 | 0 | 0 | 63195.3996 | 0 | 0 | 0 | 0 | 916.5355 | 0 | 0 | 0 | 0 | 0
24 | PVC | 6 | 2007 |  | 50 | 10 | 2022 | 1.15% | 9985 | 998.5 | 1497.75 | 12481.25 | 143.5344 | 130.1899 | 0 | 0 | 0 | 0 | 0 | 0 | 0 | 0 | 0 | 212.0656 | 0 | 0 | 0 | 0 | 0 | 0 | 0 | 0 | 0 | 345.4326 | 0 | 0 | 0 | 0 | 0 | 0 | 0 | 0 | 0 | 562.6733 | 0 | 0 | 0 | 0 | 63195.3996 | 0 | 0 | 0 | 0 | 916.5355 | 0 | 0 | 0 | 0 | 0
23 | PVC | 6 | 2007 |  | 50 | 10 | 2022 | 1.15% | 9985 | 998.5 | 1497.75 | 12481.25 | 143.5344 | 130.1899 | 0 | 0 | 0 | 0 | 0 | 0 | 0 | 0 | 0 | 212.0656 | 0 | 0 | 0 | 0 | 0 | 0 | 0 | 0 | 0 | 345.4326 | 0 | 0 | 0 | 0 | 0 | 0 | 0 | 0 | 0 | 562.6733 | 0 | 0 | 0 | 0 | 63195.3996 | 0 | 0 | 0 | 0 | 916.5355 | 0 | 0 | 0 | 0 | 0
22 | PVC | 6 | 2007 |  | 50 | 10 | 2022 | 1.15% | 9985 | 998.5 | 1497.75 | 12481.25 | 143.5344 | 130.1899 | 0 | 0 | 0 | 0 | 0 | 0 | 0 | 0 | 0 | 212.0656 | 0 | 0 | 0 | 0 | 0 | 0 | 0 | 0 | 0 | 345.4326 | 0 | 0 | 0 | 0 | 0 | 0 | 0 | 0 | 0 | 562.6733 | 0 | 0 | 0 | 0 | 63195.3996 | 0 | 0 | 0 | 0 | 916.5355 | 0 | 0 | 0 | 0 | 0
21 | PVC | 6 | 2007 |  | 50 | 10 | 2022 | 1.15% | 9985 | 998.5 | 1497.75 | 12481.25 | 143.5344 | 130.1899 | 0 | 0 | 0 | 0 | 0 | 0 | 0 | 0 | 0 | 212.0656 | 0 | 0 | 0 | 0 | 0 | 0 | 0 | 0 | 0 | 345.4326 | 0 | 0 | 0 | 0 | 0 | 0 | 0 | 0 | 0 | 562.6733 | 0 | 0 | 0 | 0 | 63195.3996 | 0 | 0 | 0 | 0 | 916.5355 | 0 | 0 | 0 | 0 | 0
20 | PVC | 6 | 2007 |  | 50 | 10 | 2022 | 1.15% | 9985 | 998.5 | 1497.75 | 12481.25 | 143.5344 | 130.1899 | 0 | 0 | 0 | 0 | 0 | 0 | 0 | 0 | 0 | 212.0656 | 0 | 0 | 0 | 0 | 0 | 0 | 0 | 0 | 0 | 345.4326 | 0 | 0 | 0 | 0 | 0 | 0 | 0 | 0 | 0 | 562.6733 | 0 | 0 | 0 | 0 | 63195.3996 | 0 | 0 | 0 | 0 | 916.5355 | 0 | 0 | 0 | 0 | 0
19 | PVC | 6 | 2007 |  | 50 | 10 | 2022 | 1.15% | 9985 | 998.5 | 1497.75 | 12481.25 | 143.5344 | 130.1899 | 0 | 0 | 0 | 0 | 0 | 0 | 0 | 0 | 0 | 212.0656 | 0 | 0 | 0 | 0 | 0 | 0 | 0 | 0 | 0 | 345.4326 | 0 | 0 | 0 | 0 | 0 | 0 | 0 | 0 | 0 | 562.6733 | 0 | 0 | 0 | 0 | 63195.3996 | 0 | 0 | 0 | 0 | 916.5355 | 0 | 0 | 0 | 0 | 0
18 | PVC | 6 | 2007 |  | 50 | 10 | 2022 | 1.15% | 9985 | 998.5 | 1497.75 | 12481.25 | 143.5344 | 130.1899 | 0 | 0 | 0 | 0 | 0 | 0 | 0 | 0 | 0 | 212.0656 | 0 | 0 | 0 | 0 | 0 | 0 | 0 | 0 | 0 | 345.4326 | 0 | 0 | 0 | 0 | 0 | 0 | 0 | 0 | 0 | 562.6733 | 0 | 0 | 0 | 0 | 63195.3996 | 0 | 0 | 0 | 0 | 916.5355 | 0 | 0 | 0 | 0 | 0
12 | PVC | 6 | 2007 |  | 50 | 10 | 2022 | 1.15% | 9985 | 998.5 | 1497.75 | 12481.25 | 143.5344 | 130.1899 | 0 | 0 | 0 | 0 | 0 | 0 | 0 | 0 | 0 | 212.0656 | 0 | 0 | 0 | 0 | 0 | 0 | 0 | 0 | 0 | 345.4326 | 0 | 0 | 0 | 0 | 0 | 0 | 0 | 0 | 0 | 562.6733 | 0 | 0 | 0 | 0 | 63195.3996 | 0 | 0 | 0 | 0 | 916.5355 | 0 | 0 | 0 | 0 | 0
11 | PVC | 6 | 2008 |  | 50 | 10 | 2022 | 1.15% | 9985 | 998.5 | 1497.75 | 12481.25 | 143.5344 | 130.1899 | 0 | 0 | 0 | 0 | 0 | 0 | 0 | 0 | 0 | 212.0656 | 0 | 0 | 0 | 0 | 0 | 0 | 0 | 0 | 0 | 345.4326 | 0 | 0 | 0 | 0 | 0 | 0 | 0 | 0 | 0 | 562.6733 | 0 | 0 | 0 | 0 | 0 | 66355.1695 | 0 | 0 | 0 | 916.5355 | 0 | 0 | 0 | 0 | 0
10 | PVC | 6 | 2008 |  | 50 | 10 | 2022 | 1.15% | 9985 | 998.5 | 1497.75 | 12481.25 | 143.5344 | 130.1899 | 0 | 0 | 0 | 0 | 0 | 0 | 0 | 0 | 0 | 212.0656 | 0 | 0 | 0 | 0 | 0 | 0 | 0 | 0 | 0 | 345.4326 | 0 | 0 | 0 | 0 | 0 | 0 | 0 | 0 | 0 | 562.6733 | 0 | 0 | 0 | 0 | 0 | 66355.1695 | 0 | 0 | 0 | 916.5355 | 0 | 0 | 0 | 0 | 0
9 | PVC | 6 | 2008 |  | 50 | 10 | 2022 | 1.15% | 9985 | 998.5 | 1497.75 | 12481.25 | 143.5344 | 130.1899 | 0 | 0 | 0 | 0 | 0 | 0 | 0 | 0 | 0 | 212.0656 | 0 | 0 | 0 | 0 | 0 | 0 | 0 | 0 | 0 | 345.4326 | 0 | 0 | 0 | 0 | 0 | 0 | 0 | 0 | 0 | 562.6733 | 0 | 0 | 0 | 0 | 0 | 66355.1695 | 0 | 0 | 0 | 916.5355 | 0 | 0 | 0 | 0 | 0
8 | PVC | 6 | 2008 |  | 50 | 10 | 2022 | 1.15% | 9985 | 998.5 | 1497.75 | 12481.25 | 143.5344 | 130.1899 | 0 | 0 | 0 | 0 | 0 | 0 | 0 | 0 | 0 | 212.0656 | 0 | 0 | 0 | 0 | 0 | 0 | 0 | 0 | 0 | 345.4326 | 0 | 0 | 0 | 0 | 0 | 0 | 0 | 0 | 0 | 562.6733 | 0 | 0 | 0 | 0 | 0 | 66355.1695 | 0 | 0 | 0 | 916.5355 | 0 | 0 | 0 | 0 | 0
7 | PVC | 6 | 2008 |  | 50 | 10 | 2022 | 1.15% | 9985 | 998.5 | 1497.75 | 12481.25 | 143.5344 | 130.1899 | 0 | 0 | 0 | 0 | 0 | 0 | 0 | 0 | 0 | 212.0656 | 0 | 0 | 0 | 0 | 0 | 0 | 0 | 0 | 0 | 345.4326 | 0 | 0 | 0 | 0 | 0 | 0 | 0 | 0 | 0 | 562.6733 | 0 | 0 | 0 | 0 | 0 | 66355.1695 | 0 | 0 | 0 | 916.5355 | 0 | 0 | 0 | 0 | 0
6 | PVC | 6 | 2008 |  | 50 | 10 | 2022 | 1.15% | 9985 | 998.5 | 1497.75 | 12481.25 | 143.5344 | 130.1899 | 0 | 0 | 0 | 0 | 0 | 0 | 0 | 0 | 0 | 212.0656 | 0 | 0 | 0 | 0 | 0 | 0 | 0 | 0 | 0 | 345.4326 | 0 | 0 | 0 | 0 | 0 | 0 | 0 | 0 | 0 | 562.6733 | 0 | 0 | 0 | 0 | 0 | 66355.1695 | 0 | 0 | 0 | 916.5355 | 0 | 0 | 0 | 0 | 0
5 | PVC | 6 | 2008 |  | 50 | 10 | 2022 | 1.15% | 9985 | 998.5 | 1497.75 | 12481.25 | 143.5344 | 130.1899 | 0 | 0 | 0 | 0 | 0 | 0 | 0 | 0 | 0 | 212.0656 | 0 | 0 | 0 | 0 | 0 | 0 | 0 | 0 | 0 | 345.4326 | 0 | 0 | 0 | 0 | 0 | 0 | 0 | 0 | 0 | 562.6733 | 0 | 0 | 0 | 0 | 0 | 66355.1695 | 0 | 0 | 0 | 916.5355 | 0 | 0 | 0 | 0 | 0
4 | PVC | 6 | 2008 |  | 50 | 10 | 2022 | 1.15% | 9985 | 998.5 | 1497.75 | 12481.25 | 143.5344 | 130.1899 | 0 | 0 | 0 | 0 | 0 | 0 | 0 | 0 | 0 | 212.0656 | 0 | 0 | 0 | 0 | 0 | 0 | 0 | 0 | 0 | 345.4326 | 0 | 0 | 0 | 0 | 0 | 0 | 0 | 0 | 0 | 562.6733 | 0 | 0 | 0 | 0 | 0 | 66355.1695 | 0 | 0 | 0 | 916.5355 | 0 | 0 | 0 | 0 | 0
3 | PVC | 6 | 2008 |  | 50 | 10 | 2022 | 1.15% | 9985 | 998.5 | 1497.75 | 12481.25 | 143.5344 | 130.1899 | 0 | 0 | 0 | 0 | 0 | 0 | 0 | 0 | 0 | 212.0656 | 0 | 0 | 0 | 0 | 0 | 0 | 0 | 0 | 0 | 345.4326 | 0 | 0 | 0 | 0 | 0 | 0 | 0 | 0 | 0 | 562.6733 | 0 | 0 | 0 | 0 | 0 | 66355.1695 | 0 | 0 | 0 | 916.5355 | 0 | 0 | 0 | 0 | 0
2 | PVC | 6 | 2008 |  | 50 | 10 | 2022 | 1.15% | 9985 | 998.5 | 1497.75 | 12481.25 | 143.5344 | 130.1899 | 0 | 0 | 0 | 0 | 0 | 0 | 0 | 0 | 0 | 212.0656 | 0 | 0 | 0 | 0 | 0 | 0 | 0 | 0 | 0 | 345.4326 | 0 | 0 | 0 | 0 | 0 | 0 | 0 | 0 | 0 | 562.6733 | 0 | 0 | 0 | 0 | 0 | 66355.1695 | 0 | 0 | 0 | 916.5355 | 0 | 0 | 0 | 0 | 0
1 | PVC | 6 | 2009 |  | 50 | 10 | 2022 | 1.15% | 9985 | 998.5 | 1497.75 | 12481.25 | 143.5344 | 130.1899 | 0 | 0 | 0 | 0 | 0 | 0 | 0 | 0 | 0 | 212.0656 | 0 | 0 | 0 | 0 | 0 | 0 | 0 | 0 | 0 | 345.4326 | 0 | 0 | 0 | 0 | 0 | 0 | 0 | 0 | 0 | 562.6733 | 0 | 0 | 0 | 0 | 0 | 0 | 69672.928 | 0 | 0 | 916.5355 | 0 | 0 | 0 | 0 | 0
823 | PVC | 6 | 2010 |  | 50 | 10 | 2022 | 1.15% | 9985 | 998.5 | 1497.75 | 12481.25 | 143.5344 | 130.1899 | 0 | 0 | 0 | 0 | 0 | 0 | 0 | 0 | 0 | 212.0656 | 0 | 0 | 0 | 0 | 0 | 0 | 0 | 0 | 0 | 345.4326 | 0 | 0 | 0 | 0 | 0 | 0 | 0 | 0 | 0 | 562.6733 | 0 | 0 | 0 | 0 | 0 | 0 | 0 | 73156.5744 | 0 | 916.5355 | 0 | 0 | 0 | 0 | 0
832 | PVC | 6 | 2011 |  | 50 | 10 | 2022 | 1.15% | 9985 | 998.5 | 1497.75 | 12481.25 | 143.5344 | 130.1899 | 0 | 0 | 0 | 0 | 0 | 0 | 0 | 0 | 0 | 212.0656 | 0 | 0 | 0 | 0 | 0 | 0 | 0 | 0 | 0 | 345.4326 | 0 | 0 | 0 | 0 | 0 | 0 | 0 | 0 | 0 | 562.6733 | 0 | 0 | 0 | 0 | 0 | 0 | 0 | 0 | 76814.4031 | 916.5355 | 0 | 0 | 0 | 0 | 0
827 | PVC | 6 | 2011 | NORTHERN NATIONAL BANK | 50 | 10 | 2022 | 1.15% | 9985 | 998.5 | 1497.75 | 12481.25 | 143.5344 | 130.1899 | 0 | 0 | 0 | 0 | 0 | 0 | 0 | 0 | 0 | 212.0656 | 0 | 0 | 0 | 0 | 0 | 0 | 0 | 0 | 0 | 345.4326 | 0 | 0 | 0 | 0 | 0 | 0 | 0 | 0 | 0 | 562.6733 | 0 | 0 | 0 | 0 | 0 | 0 | 0 | 0 | 76814.4031 | 916.5355 | 0 | 0 | 0 | 0 | 0
826 | PVC | 6 | 2011 |  | 50 | 10 | 2022 | 1.15% | 9985 | 998.5 | 1497.75 | 12481.25 | 143.5344 | 130.1899 | 0 | 0 | 0 | 0 | 0 | 0 | 0 | 0 | 0 | 212.0656 | 0 | 0 | 0 | 0 | 0 | 0 | 0 | 0 | 0 | 345.4326 | 0 | 0 | 0 | 0 | 0 | 0 | 0 | 0 | 0 | 562.6733 | 0 | 0 | 0 | 0 | 0 | 0 | 0 | 0 | 76814.4031 | 916.5355 | 0 | 0 | 0 | 0 | 0
852 | PVC | 6 | 2012 |  | 50 | 10 | 2022 | 1.15% | 9985 | 998.5 | 1497.75 | 12481.25 | 143.5344 | 130.1899 | 0 | 0 | 0 | 0 | 0 | 0 | 0 | 0 | 0 | 212.0656 | 0 | 0 | 0 | 0 | 0 | 0 | 0 | 0 | 0 | 345.4326 | 0 | 0 | 0 | 0 | 0 | 0 | 0 | 0 | 0 | 562.6733 | 0 | 0 | 0 | 0 | 0 | 0 | 0 | 0 | 0 | 80655.1233 | 0 | 0 | 0 | 0 | 0
850 | PVC | 6 | 2012 |  | 50 | 10 | 2022 | 1.15% | 9985 | 998.5 | 1497.75 | 12481.25 | 143.5344 | 130.1899 | 0 | 0 | 0 | 0 | 0 | 0 | 0 | 0 | 0 | 212.0656 | 0 | 0 | 0 | 0 | 0 | 0 | 0 | 0 | 0 | 345.4326 | 0 | 0 | 0 | 0 | 0 | 0 | 0 | 0 | 0 | 562.6733 | 0 | 0 | 0 | 0 | 0 | 0 | 0 | 0 | 0 | 80655.1233 | 0 | 0 | 0 | 0 | 0
849 | PVC | 6 | 2012 |  | 50 | 10 | 2022 | 1.15% | 9985 | 998.5 | 1497.75 | 12481.25 | 143.5344 | 130.1899 | 0 | 0 | 0 | 0 | 0 | 0 | 0 | 0 | 0 | 212.0656 | 0 | 0 | 0 | 0 | 0 | 0 | 0 | 0 | 0 | 345.4326 | 0 | 0 | 0 | 0 | 0 | 0 | 0 | 0 | 0 | 562.6733 | 0 | 0 | 0 | 0 | 0 | 0 | 0 | 0 | 0 | 80655.1233 | 0 | 0 | 0 | 0 | 0
843 | PVC | 6 | 2012 |  | 50 | 10 | 2022 | 1.15% | 9985 | 998.5 | 1497.75 | 12481.25 | 143.5344 | 130.1899 | 0 | 0 | 0 | 0 | 0 | 0 | 0 | 0 | 0 | 212.0656 | 0 | 0 | 0 | 0 | 0 | 0 | 0 | 0 | 0 | 345.4326 | 0 | 0 | 0 | 0 | 0 | 0 | 0 | 0 | 0 | 562.6733 | 0 | 0 | 0 | 0 | 0 | 0 | 0 | 0 | 0 | 80655.1233 | 0 | 0 | 0 | 0 | 0
838 | PVC | 6 | 2012 |  | 50 | 10 | 2022 | 1.15% | 9985 | 998.5 | 1497.75 | 12481.25 | 143.5344 | 130.1899 | 0 | 0 | 0 | 0 | 0 | 0 | 0 | 0 | 0 | 212.0656 | 0 | 0 | 0 | 0 | 0 | 0 | 0 | 0 | 0 | 345.4326 | 0 | 0 | 0 | 0 | 0 | 0 | 0 | 0 | 0 | 562.6733 | 0 | 0 | 0 | 0 | 0 | 0 | 0 | 0 | 0 | 80655.1233 | 0 | 0 | 0 | 0 | 0
837 | PVC | 6 | 2012 |  | 50 | 10 | 2022 | 1.15% | 9985 | 998.5 | 1497.75 | 12481.25 | 143.5344 | 130.1899 | 0 | 0 | 0 | 0 | 0 | 0 | 0 | 0 | 0 | 212.0656 | 0 | 0 | 0 | 0 | 0 | 0 | 0 | 0 | 0 | 345.4326 | 0 | 0 | 0 | 0 | 0 | 0 | 0 | 0 | 0 | 562.6733 | 0 | 0 | 0 | 0 | 0 | 0 | 0 | 0 | 0 | 80655.1233 | 0 | 0 | 0 | 0 | 0
878 | PVC | 6 | 2013 |  | 50 | 10 | 2022 | 1.15% | 9985 | 998.5 | 1497.75 | 12481.25 | 143.5344 | 130.1899 | 0 | 0 | 0 | 0 | 0 | 0 | 0 | 0 | 0 | 212.0656 | 0 | 0 | 0 | 0 | 0 | 0 | 0 | 0 | 0 | 345.4326 | 0 | 0 | 0 | 0 | 0 | 0 | 0 | 0 | 0 | 562.6733 | 0 | 0 | 0 | 0 | 0 | 0 | 0 | 0 | 0 | 916.5355 | 84687.8795 | 0 | 0 | 0 | 0
877 | PVC | 6 | 2013 |  | 50 | 10 | 2022 | 1.15% | 9985 | 998.5 | 1497.75 | 12481.25 | 143.5344 | 130.1899 | 0 | 0 | 0 | 0 | 0 | 0 | 0 | 0 | 0 | 212.0656 | 0 | 0 | 0 | 0 | 0 | 0 | 0 | 0 | 0 | 345.4326 | 0 | 0 | 0 | 0 | 0 | 0 | 0 | 0 | 0 | 562.6733 | 0 | 0 | 0 | 0 | 0 | 0 | 0 | 0 | 0 | 916.5355 | 84687.8795 | 0 | 0 | 0 | 0
856 | PVC | 6 | 2013 |  | 50 | 10 | 2022 | 1.15% | 9985 | 998.5 | 1497.75 | 12481.25 | 143.5344 | 130.1899 | 0 | 0 | 0 | 0 | 0 | 0 | 0 | 0 | 0 | 212.0656 | 0 | 0 | 0 | 0 | 0 | 0 | 0 | 0 | 0 | 345.4326 | 0 | 0 | 0 | 0 | 0 | 0 | 0 | 0 | 0 | 562.6733 | 0 | 0 | 0 | 0 | 0 | 0 | 0 | 0 | 0 | 916.5355 | 84687.8795 | 0 | 0 | 0 | 0
855 | PVC | 6 | 2013 |  | 50 | 10 | 2022 | 1.15% | 9985 | 998.5 | 1497.75 | 12481.25 | 143.5344 | 130.1899 | 0 | 0 | 0 | 0 | 0 | 0 | 0 | 0 | 0 | 212.0656 | 0 | 0 | 0 | 0 | 0 | 0 | 0 | 0 | 0 | 345.4326 | 0 | 0 | 0 | 0 | 0 | 0 | 0 | 0 | 0 | 562.6733 | 0 | 0 | 0 | 0 | 0 | 0 | 0 | 0 | 0 | 916.5355 | 84687.8795 | 0 | 0 | 0 | 0
928 | PVC | 6 | 2014 |  | 50 | 10 | 2022 | 1.15% | 9985 | 998.5 | 1497.75 | 12481.25 | 143.5344 | 130.1899 | 0 | 0 | 0 | 0 | 0 | 0 | 0 | 0 | 0 | 212.0656 | 0 | 0 | 0 | 0 | 0 | 0 | 0 | 0 | 0 | 345.4326 | 0 | 0 | 0 | 0 | 0 | 0 | 0 | 0 | 0 | 562.6733 | 0 | 0 | 0 | 0 | 0 | 0 | 0 | 0 | 0 | 916.5355 | 0 | 88922.2734 | 0 | 0 | 0
870 | PVC | 6 | 2014 |  | 50 | 10 | 2022 | 1.15% | 9985 | 998.5 | 1497.75 | 12481.25 | 143.5344 | 130.1899 | 0 | 0 | 0 | 0 | 0 | 0 | 0 | 0 | 0 | 212.0656 | 0 | 0 | 0 | 0 | 0 | 0 | 0 | 0 | 0 | 345.4326 | 0 | 0 | 0 | 0 | 0 | 0 | 0 | 0 | 0 | 562.6733 | 0 | 0 | 0 | 0 | 0 | 0 | 0 | 0 | 0 | 916.5355 | 0 | 88922.2734 | 0 | 0 | 0
869 | PVC | 6 | 2014 |  | 50 | 10 | 2022 | 1.15% | 9985 | 998.5 | 1497.75 | 12481.25 | 143.5344 | 130.1899 | 0 | 0 | 0 | 0 | 0 | 0 | 0 | 0 | 0 | 212.0656 | 0 | 0 | 0 | 0 | 0 | 0 | 0 | 0 | 0 | 345.4326 | 0 | 0 | 0 | 0 | 0 | 0 | 0 | 0 | 0 | 562.6733 | 0 | 0 | 0 | 0 | 0 | 0 | 0 | 0 | 0 | 916.5355 | 0 | 88922.2734 | 0 | 0 | 0
867 | PVC | 6 | 2014 |  | 50 | 10 | 2022 | 1.15% | 9985 | 998.5 | 1497.75 | 12481.25 | 143.5344 | 130.1899 | 0 | 0 | 0 | 0 | 0 | 0 | 0 | 0 | 0 | 212.0656 | 0 | 0 | 0 | 0 | 0 | 0 | 0 | 0 | 0 | 345.4326 | 0 | 0 | 0 | 0 | 0 | 0 | 0 | 0 | 0 | 562.6733 | 0 | 0 | 0 | 0 | 0 | 0 | 0 | 0 | 0 | 916.5355 | 0 | 88922.2734 | 0 | 0 | 0
866 | PVC | 6 | 2014 |  | 50 | 10 | 2022 | 1.15% | 9985 | 998.5 | 1497.75 | 12481.25 | 143.5344 | 130.1899 | 0 | 0 | 0 | 0 | 0 | 0 | 0 | 0 | 0 | 212.0656 | 0 | 0 | 0 | 0 | 0 | 0 | 0 | 0 | 0 | 345.4326 | 0 | 0 | 0 | 0 | 0 | 0 | 0 | 0 | 0 | 562.6733 | 0 | 0 | 0 | 0 | 0 | 0 | 0 | 0 | 0 | 916.5355 | 0 | 88922.2734 | 0 | 0 | 0
865 | PVC | 6 | 2014 |  | 50 | 10 | 2022 | 1.15% | 9985 | 998.5 | 1497.75 | 12481.25 | 143.5344 | 130.1899 | 0 | 0 | 0 | 0 | 0 | 0 | 0 | 0 | 0 | 212.0656 | 0 | 0 | 0 | 0 | 0 | 0 | 0 | 0 | 0 | 345.4326 | 0 | 0 | 0 | 0 | 0 | 0 | 0 | 0 | 0 | 562.6733 | 0 | 0 | 0 | 0 | 0 | 0 | 0 | 0 | 0 | 916.5355 | 0 | 88922.2734 | 0 | 0 | 0
864 | PVC | 6 | 2014 |  | 50 | 10 | 2022 | 1.15% | 9985 | 998.5 | 1497.75 | 12481.25 | 143.5344 | 130.1899 | 0 | 0 | 0 | 0 | 0 | 0 | 0 | 0 | 0 | 212.0656 | 0 | 0 | 0 | 0 | 0 | 0 | 0 | 0 | 0 | 345.4326 | 0 | 0 | 0 | 0 | 0 | 0 | 0 | 0 | 0 | 562.6733 | 0 | 0 | 0 | 0 | 0 | 0 | 0 | 0 | 0 | 916.5355 | 0 | 88922.2734 | 0 | 0 | 0
863 | PVC | 6 | 2014 |  | 50 | 10 | 2022 | 1.15% | 9985 | 998.5 | 1497.75 | 12481.25 | 143.5344 | 130.1899 | 0 | 0 | 0 | 0 | 0 | 0 | 0 | 0 | 0 | 212.0656 | 0 | 0 | 0 | 0 | 0 | 0 | 0 | 0 | 0 | 345.4326 | 0 | 0 | 0 | 0 | 0 | 0 | 0 | 0 | 0 | 562.6733 | 0 | 0 | 0 | 0 | 0 | 0 | 0 | 0 | 0 | 916.5355 | 0 | 88922.2734 | 0 | 0 | 0
862 | PVC | 6 | 2014 |  | 50 | 10 | 2022 | 1.15% | 9985 | 998.5 | 1497.75 | 12481.25 | 143.5344 | 130.1899 | 0 | 0 | 0 | 0 | 0 | 0 | 0 | 0 | 0 | 212.0656 | 0 | 0 | 0 | 0 | 0 | 0 | 0 | 0 | 0 | 345.4326 | 0 | 0 | 0 | 0 | 0 | 0 | 0 | 0 | 0 | 562.6733 | 0 | 0 | 0 | 0 | 0 | 0 | 0 | 0 | 0 | 916.5355 | 0 | 88922.2734 | 0 | 0 | 0
861 | PVC | 8 | 2014 |  | 50 | 10 | 2022 | 1.15% | 9985 | 998.5 | 1497.75 | 12481.25 | 143.5344 | 130.1899 | 0 | 0 | 0 | 0 | 0 | 0 | 0 | 0 | 0 | 212.0656 | 0 | 0 | 0 | 0 | 0 | 0 | 0 | 0 | 0 | 345.4326 | 0 | 0 | 0 | 0 | 0 | 0 | 0 | 0 | 0 | 562.6733 | 0 | 0 | 0 | 0 | 0 | 0 | 0 | 0 | 0 | 916.5355 | 0 | 88922.2734 | 0 | 0 | 0
145 | PVC | 6 | 2014 |  | 50 | 10 | 2022 | 1.15% | 9985 | 998.5 | 1497.75 | 12481.25 | 143.5344 | 130.1899 | 0 | 0 | 0 | 0 | 0 | 0 | 0 | 0 | 0 | 212.0656 | 0 | 0 | 0 | 0 | 0 | 0 | 0 | 0 | 0 | 345.4326 | 0 | 0 | 0 | 0 | 0 | 0 | 0 | 0 | 0 | 562.6733 | 0 | 0 | 0 | 0 | 0 | 0 | 0 | 0 | 0 | 916.5355 | 0 | 88922.2734 | 0 | 0 | 0
143 | PVC | 6 | 2014 |  | 50 | 10 | 2022 | 1.15% | 9985 | 998.5 | 1497.75 | 12481.25 | 143.5344 | 130.1899 | 0 | 0 | 0 | 0 | 0 | 0 | 0 | 0 | 0 | 212.0656 | 0 | 0 | 0 | 0 | 0 | 0 | 0 | 0 | 0 | 345.4326 | 0 | 0 | 0 | 0 | 0 | 0 | 0 | 0 | 0 | 562.6733 | 0 | 0 | 0 | 0 | 0 | 0 | 0 | 0 | 0 | 916.5355 | 0 | 88922.2734 | 0 | 0 | 0
142 | PVC | 6 | 2014 |  | 50 | 10 | 2022 | 1.15% | 9985 | 998.5 | 1497.75 | 12481.25 | 143.5344 | 130.1899 | 0 | 0 | 0 | 0 | 0 | 0 | 0 | 0 | 0 | 212.0656 | 0 | 0 | 0 | 0 | 0 | 0 | 0 | 0 | 0 | 345.4326 | 0 | 0 | 0 | 0 | 0 | 0 | 0 | 0 | 0 | 562.6733 | 0 | 0 | 0 | 0 | 0 | 0 | 0 | 0 | 0 | 916.5355 | 0 | 88922.2734 | 0 | 0 | 0
140 | PVC | 6 | 2014 |  | 50 | 10 | 2022 | 1.15% | 9985 | 998.5 | 1497.75 | 12481.25 | 143.5344 | 130.1899 | 0 | 0 | 0 | 0 | 0 | 0 | 0 | 0 | 0 | 212.0656 | 0 | 0 | 0 | 0 | 0 | 0 | 0 | 0 | 0 | 345.4326 | 0 | 0 | 0 | 0 | 0 | 0 | 0 | 0 | 0 | 562.6733 | 0 | 0 | 0 | 0 | 0 | 0 | 0 | 0 | 0 | 916.5355 | 0 | 88922.2734 | 0 | 0 | 0
137 | PVC | 6 | 2014 |  | 50 | 10 | 2022 | 1.15% | 9985 | 998.5 | 1497.75 | 12481.25 | 143.5344 | 130.1899 | 0 | 0 | 0 | 0 | 0 | 0 | 0 | 0 | 0 | 212.0656 | 0 | 0 | 0 | 0 | 0 | 0 | 0 | 0 | 0 | 345.4326 | 0 | 0 | 0 | 0 | 0 | 0 | 0 | 0 | 0 | 562.6733 | 0 | 0 | 0 | 0 | 0 | 0 | 0 | 0 | 0 | 916.5355 | 0 | 88922.2734 | 0 | 0 | 0
913 | PVC | 6 | 2015 |  | 50 | 10 | 2022 | 1.15% | 9985 | 998.5 | 1497.75 | 12481.25 | 143.5344 | 130.1899 | 0 | 0 | 0 | 0 | 0 | 0 | 0 | 0 | 0 | 212.0656 | 0 | 0 | 0 | 0 | 0 | 0 | 0 | 0 | 0 | 345.4326 | 0 | 0 | 0 | 0 | 0 | 0 | 0 | 0 | 0 | 562.6733 | 0 | 0 | 0 | 0 | 0 | 0 | 0 | 0 | 0 | 916.5355 | 0 | 0 | 93368.3871 | 0 | 0
912 | PVC | 6 | 2015 |  | 50 | 10 | 2023 | 1.15% | 9985 | 998.5 | 1497.75 | 12481.25 | 143.5344 | 0 | 136.6994 | 0 | 0 | 0 | 0 | 0 | 0 | 0 | 0 | 0 | 222.6689 | 0 | 0 | 0 | 0 | 0 | 0 | 0 | 0 | 0 | 362.7042 | 0 | 0 | 0 | 0 | 0 | 0 | 0 | 0 | 0 | 590.807 | 0 | 0 | 0 | 0 | 0 | 0 | 0 | 0 | 0 | 962.3623 | 0 | 93368.3871 | 0 | 0
911 | PVC | 6 | 2015 |  | 50 | 10 | 2023 | 1.15% | 9985 | 998.5 | 1497.75 | 12481.25 | 143.5344 | 0 | 136.6994 | 0 | 0 | 0 | 0 | 0 | 0 | 0 | 0 | 0 | 222.6689 | 0 | 0 | 0 | 0 | 0 | 0 | 0 | 0 | 0 | 362.7042 | 0 | 0 | 0 | 0 | 0 | 0 | 0 | 0 | 0 | 590.807 | 0 | 0 | 0 | 0 | 0 | 0 | 0 | 0 | 0 | 962.3623 | 0 | 93368.3871 | 0 | 0
910 | PVC | 6 | 2015 |  | 50 | 10 | 2023 | 1.15% | 9985 | 998.5 | 1497.75 | 12481.25 | 143.5344 | 0 | 136.6994 | 0 | 0 | 0 | 0 | 0 | 0 | 0 | 0 | 0 | 222.6689 | 0 | 0 | 0 | 0 | 0 | 0 | 0 | 0 | 0 | 362.7042 | 0 | 0 | 0 | 0 | 0 | 0 | 0 | 0 | 0 | 590.807 | 0 | 0 | 0 | 0 | 0 | 0 | 0 | 0 | 0 | 962.3623 | 0 | 93368.3871 | 0 | 0
909 | PVC | 6 | 2015 |  | 50 | 10 | 2023 | 1.15% | 9985 | 998.5 | 1497.75 | 12481.25 | 143.5344 | 0 | 136.6994 | 0 | 0 | 0 | 0 | 0 | 0 | 0 | 0 | 0 | 222.6689 | 0 | 0 | 0 | 0 | 0 | 0 | 0 | 0 | 0 | 362.7042 | 0 | 0 | 0 | 0 | 0 | 0 | 0 | 0 | 0 | 590.807 | 0 | 0 | 0 | 0 | 0 | 0 | 0 | 0 | 0 | 962.3623 | 0 | 93368.3871 | 0 | 0
908 | PVC | 6 | 2015 |  | 50 | 10 | 2023 | 1.15% | 9985 | 998.5 | 1497.75 | 12481.25 | 143.5344 | 0 | 136.6994 | 0 | 0 | 0 | 0 | 0 | 0 | 0 | 0 | 0 | 222.6689 | 0 | 0 | 0 | 0 | 0 | 0 | 0 | 0 | 0 | 362.7042 | 0 | 0 | 0 | 0 | 0 | 0 | 0 | 0 | 0 | 590.807 | 0 | 0 | 0 | 0 | 0 | 0 | 0 | 0 | 0 | 962.3623 | 0 | 93368.3871 | 0 | 0
898 | PVC | 6 | 2015 |  | 50 | 10 | 2023 | 1.15% | 9985 | 998.5 | 1497.75 | 12481.25 | 143.5344 | 0 | 136.6994 | 0 | 0 | 0 | 0 | 0 | 0 | 0 | 0 | 0 | 222.6689 | 0 | 0 | 0 | 0 | 0 | 0 | 0 | 0 | 0 | 362.7042 | 0 | 0 | 0 | 0 | 0 | 0 | 0 | 0 | 0 | 590.807 | 0 | 0 | 0 | 0 | 0 | 0 | 0 | 0 | 0 | 962.3623 | 0 | 93368.3871 | 0 | 0
891 | PVC | 6 | 2015 |  | 50 | 10 | 2023 | 1.15% | 9985 | 998.5 | 1497.75 | 12481.25 | 143.5344 | 0 | 136.6994 | 0 | 0 | 0 | 0 | 0 | 0 | 0 | 0 | 0 | 222.6689 | 0 | 0 | 0 | 0 | 0 | 0 | 0 | 0 | 0 | 362.7042 | 0 | 0 | 0 | 0 | 0 | 0 | 0 | 0 | 0 | 590.807 | 0 | 0 | 0 | 0 | 0 | 0 | 0 | 0 | 0 | 962.3623 | 0 | 93368.3871 | 0 | 0
890 | PVC | 6 | 2015 |  | 50 | 10 | 2023 | 1.15% | 9985 | 998.5 | 1497.75 | 12481.25 | 143.5344 | 0 | 136.6994 | 0 | 0 | 0 | 0 | 0 | 0 | 0 | 0 | 0 | 222.6689 | 0 | 0 | 0 | 0 | 0 | 0 | 0 | 0 | 0 | 362.7042 | 0 | 0 | 0 | 0 | 0 | 0 | 0 | 0 | 0 | 590.807 | 0 | 0 | 0 | 0 | 0 | 0 | 0 | 0 | 0 | 962.3623 | 0 | 93368.3871 | 0 | 0
889 | PVC | 6 | 2015 |  | 50 | 10 | 2023 | 1.15% | 9985 | 998.5 | 1497.75 | 12481.25 | 143.5344 | 0 | 136.6994 | 0 | 0 | 0 | 0 | 0 | 0 | 0 | 0 | 0 | 222.6689 | 0 | 0 | 0 | 0 | 0 | 0 | 0 | 0 | 0 | 362.7042 | 0 | 0 | 0 | 0 | 0 | 0 | 0 | 0 | 0 | 590.807 | 0 | 0 | 0 | 0 | 0 | 0 | 0 | 0 | 0 | 962.3623 | 0 | 93368.3871 | 0 | 0
888 | PVC | 6 | 2015 |  | 50 | 10 | 2023 | 1.15% | 9985 | 998.5 | 1497.75 | 12481.25 | 143.5344 | 0 | 136.6994 | 0 | 0 | 0 | 0 | 0 | 0 | 0 | 0 | 0 | 222.6689 | 0 | 0 | 0 | 0 | 0 | 0 | 0 | 0 | 0 | 362.7042 | 0 | 0 | 0 | 0 | 0 | 0 | 0 | 0 | 0 | 590.807 | 0 | 0 | 0 | 0 | 0 | 0 | 0 | 0 | 0 | 962.3623 | 0 | 93368.3871 | 0 | 0
887 | PVC | 6 | 2015 |  | 50 | 10 | 2023 | 1.15% | 9985 | 998.5 | 1497.75 | 12481.25 | 143.5344 | 0 | 136.6994 | 0 | 0 | 0 | 0 | 0 | 0 | 0 | 0 | 0 | 222.6689 | 0 | 0 | 0 | 0 | 0 | 0 | 0 | 0 | 0 | 362.7042 | 0 | 0 | 0 | 0 | 0 | 0 | 0 | 0 | 0 | 590.807 | 0 | 0 | 0 | 0 | 0 | 0 | 0 | 0 | 0 | 962.3623 | 0 | 93368.3871 | 0 | 0
886 | PVC | 6 | 2015 |  | 50 | 10 | 2023 | 1.15% | 9985 | 998.5 | 1497.75 | 12481.25 | 143.5344 | 0 | 136.6994 | 0 | 0 | 0 | 0 | 0 | 0 | 0 | 0 | 0 | 222.6689 | 0 | 0 | 0 | 0 | 0 | 0 | 0 | 0 | 0 | 362.7042 | 0 | 0 | 0 | 0 | 0 | 0 | 0 | 0 | 0 | 590.807 | 0 | 0 | 0 | 0 | 0 | 0 | 0 | 0 | 0 | 962.3623 | 0 | 93368.3871 | 0 | 0
885 | PVC | 6 | 2015 |  | 50 | 10 | 2023 | 1.15% | 9985 | 998.5 | 1497.75 | 12481.25 | 143.5344 | 0 | 136.6994 | 0 | 0 | 0 | 0 | 0 | 0 | 0 | 0 | 0 | 222.6689 | 0 | 0 | 0 | 0 | 0 | 0 | 0 | 0 | 0 | 362.7042 | 0 | 0 | 0 | 0 | 0 | 0 | 0 | 0 | 0 | 590.807 | 0 | 0 | 0 | 0 | 0 | 0 | 0 | 0 | 0 | 962.3623 | 0 | 93368.3871 | 0 | 0
883 | PVC | 6 | 2015 |  | 50 | 10 | 2023 | 1.15% | 9985 | 998.5 | 1497.75 | 12481.25 | 143.5344 | 0 | 136.6994 | 0 | 0 | 0 | 0 | 0 | 0 | 0 | 0 | 0 | 222.6689 | 0 | 0 | 0 | 0 | 0 | 0 | 0 | 0 | 0 | 362.7042 | 0 | 0 | 0 | 0 | 0 | 0 | 0 | 0 | 0 | 590.807 | 0 | 0 | 0 | 0 | 0 | 0 | 0 | 0 | 0 | 962.3623 | 0 | 93368.3871 | 0 | 0
876 | PVC | 6 | 2015 |  | 50 | 10 | 2023 | 1.15% | 9985 | 998.5 | 1497.75 | 12481.25 | 143.5344 | 0 | 136.6994 | 0 | 0 | 0 | 0 | 0 | 0 | 0 | 0 | 0 | 222.6689 | 0 | 0 | 0 | 0 | 0 | 0 | 0 | 0 | 0 | 362.7042 | 0 | 0 | 0 | 0 | 0 | 0 | 0 | 0 | 0 | 590.807 | 0 | 0 | 0 | 0 | 0 | 0 | 0 | 0 | 0 | 962.3623 | 0 | 93368.3871 | 0 | 0
875 | PVC | 6 | 2015 |  | 50 | 10 | 2023 | 1.15% | 9985 | 998.5 | 1497.75 | 12481.25 | 143.5344 | 0 | 136.6994 | 0 | 0 | 0 | 0 | 0 | 0 | 0 | 0 | 0 | 222.6689 | 0 | 0 | 0 | 0 | 0 | 0 | 0 | 0 | 0 | 362.7042 | 0 | 0 | 0 | 0 | 0 | 0 | 0 | 0 | 0 | 590.807 | 0 | 0 | 0 | 0 | 0 | 0 | 0 | 0 | 0 | 962.3623 | 0 | 93368.3871 | 0 | 0
874 | PVC | 6 | 2015 |  | 50 | 10 | 2023 | 1.15% | 9985 | 998.5 | 1497.75 | 12481.25 | 143.5344 | 0 | 136.6994 | 0 | 0 | 0 | 0 | 0 | 0 | 0 | 0 | 0 | 222.6689 | 0 | 0 | 0 | 0 | 0 | 0 | 0 | 0 | 0 | 362.7042 | 0 | 0 | 0 | 0 | 0 | 0 | 0 | 0 | 0 | 590.807 | 0 | 0 | 0 | 0 | 0 | 0 | 0 | 0 | 0 | 962.3623 | 0 | 93368.3871 | 0 | 0
873 | PVC | 6 | 2015 |  | 50 | 10 | 2023 | 1.15% | 9985 | 998.5 | 1497.75 | 12481.25 | 143.5344 | 0 | 136.6994 | 0 | 0 | 0 | 0 | 0 | 0 | 0 | 0 | 0 | 222.6689 | 0 | 0 | 0 | 0 | 0 | 0 | 0 | 0 | 0 | 362.7042 | 0 | 0 | 0 | 0 | 0 | 0 | 0 | 0 | 0 | 590.807 | 0 | 0 | 0 | 0 | 0 | 0 | 0 | 0 | 0 | 962.3623 | 0 | 93368.3871 | 0 | 0
872 | PVC | 6 | 2015 |  | 50 | 10 | 2023 | 1.15% | 9985 | 998.5 | 1497.75 | 12481.25 | 143.5344 | 0 | 136.6994 | 0 | 0 | 0 | 0 | 0 | 0 | 0 | 0 | 0 | 222.6689 | 0 | 0 | 0 | 0 | 0 | 0 | 0 | 0 | 0 | 362.7042 | 0 | 0 | 0 | 0 | 0 | 0 | 0 | 0 | 0 | 590.807 | 0 | 0 | 0 | 0 | 0 | 0 | 0 | 0 | 0 | 962.3623 | 0 | 93368.3871 | 0 | 0
998 | PVC | 6 | 2016 |  | 50 | 10 | 2023 | 1.15% | 9985 | 998.5 | 1497.75 | 12481.25 | 143.5344 | 0 | 136.6994 | 0 | 0 | 0 | 0 | 0 | 0 | 0 | 0 | 0 | 222.6689 | 0 | 0 | 0 | 0 | 0 | 0 | 0 | 0 | 0 | 362.7042 | 0 | 0 | 0 | 0 | 0 | 0 | 0 | 0 | 0 | 590.807 | 0 | 0 | 0 | 0 | 0 | 0 | 0 | 0 | 0 | 962.3623 | 0 | 0 | 98036.8064 | 0
917 | PVC | 6 | 2016 |  | 50 | 10 | 2023 | 1.15% | 9985 | 998.5 | 1497.75 | 12481.25 | 143.5344 | 0 | 136.6994 | 0 | 0 | 0 | 0 | 0 | 0 | 0 | 0 | 0 | 222.6689 | 0 | 0 | 0 | 0 | 0 | 0 | 0 | 0 | 0 | 362.7042 | 0 | 0 | 0 | 0 | 0 | 0 | 0 | 0 | 0 | 590.807 | 0 | 0 | 0 | 0 | 0 | 0 | 0 | 0 | 0 | 962.3623 | 0 | 0 | 98036.8064 | 0
916 | PVC | 6 | 2017 |  | 50 | 10 | 2023 | 1.15% | 9985 | 998.5 | 1497.75 | 12481.25 | 143.5344 | 0 | 136.6994 | 0 | 0 | 0 | 0 | 0 | 0 | 0 | 0 | 0 | 222.6689 | 0 | 0 | 0 | 0 | 0 | 0 | 0 | 0 | 0 | 362.7042 | 0 | 0 | 0 | 0 | 0 | 0 | 0 | 0 | 0 | 590.807 | 0 | 0 | 0 | 0 | 0 | 0 | 0 | 0 | 0 | 962.3623 | 0 | 0 | 0 | 102938.6468
915 | PVC | 6 | 2017 |  | 50 | 10 | 2023 | 1.15% | 9985 | 998.5 | 1497.75 | 12481.25 | 143.5344 | 0 | 136.6994 | 0 | 0 | 0 | 0 | 0 | 0 | 0 | 0 | 0 | 222.6689 | 0 | 0 | 0 | 0 | 0 | 0 | 0 | 0 | 0 | 362.7042 | 0 | 0 | 0 | 0 | 0 | 0 | 0 | 0 | 0 | 590.807 | 0 | 0 | 0 | 0 | 0 | 0 | 0 | 0 | 0 | 962.3623 | 0 | 0 | 0 | 102938.6468
914 | PVC | 6 | 2017 |  | 50 | 10 | 2023 | 1.15% | 9985 | 998.5 | 1497.75 | 12481.25 | 143.5344 | 0 | 136.6994 | 0 | 0 | 0 | 0 | 0 | 0 | 0 | 0 | 0 | 222.6689 | 0 | 0 | 0 | 0 | 0 | 0 | 0 | 0 | 0 | 362.7042 | 0 | 0 | 0 | 0 | 0 | 0 | 0 | 0 | 0 | 590.807 | 0 | 0 | 0 | 0 | 0 | 0 | 0 | 0 | 0 | 962.3623 | 0 | 0 | 0 | 102938.6468
904 | PVC | 6 | 2017 |  | 50 | 10 | 2023 | 1.15% | 9985 | 998.5 | 1497.75 | 12481.25 | 143.5344 | 0 | 136.6994 | 0 | 0 | 0 | 0 | 0 | 0 | 0 | 0 | 0 | 222.6689 | 0 | 0 | 0 | 0 | 0 | 0 | 0 | 0 | 0 | 362.7042 | 0 | 0 | 0 | 0 | 0 | 0 | 0 | 0 | 0 | 590.807 | 0 | 0 | 0 | 0 | 0 | 0 | 0 | 0 | 0 | 962.3623 | 0 | 0 | 0 | 102938.6468
903 | PVC | 6 | 2017 |  | 50 | 10 | 2023 | 1.15% | 9985 | 998.5 | 1497.75 | 12481.25 | 143.5344 | 0 | 136.6994 | 0 | 0 | 0 | 0 | 0 | 0 | 0 | 0 | 0 | 222.6689 | 0 | 0 | 0 | 0 | 0 | 0 | 0 | 0 | 0 | 362.7042 | 0 | 0 | 0 | 0 | 0 | 0 | 0 | 0 | 0 | 590.807 | 0 | 0 | 0 | 0 | 0 | 0 | 0 | 0 | 0 | 962.3623 | 0 | 0 | 0 | 102938.6468
1002 | PVC | 6 | 2018 |  | 50 | 10 | 2023 | 1.15% | 9985 | 998.5 | 1497.75 | 12481.25 | 143.5344 | 0 | 136.6994 | 0 | 0 | 0 | 0 | 0 | 0 | 0 | 0 | 0 | 222.6689 | 0 | 0 | 0 | 0 | 0 | 0 | 0 | 0 | 0 | 362.7042 | 0 | 0 | 0 | 0 | 0 | 0 | 0 | 0 | 0 | 590.807 | 0 | 0 | 0 | 0 | 0 | 0 | 0 | 0 | 0 | 962.3623 | 0 | 0 | 0 | 0
945 | PVC | 6 | 2018 |  | 50 | 10 | 2023 | 1.15% | 9985 | 998.5 | 1497.75 | 12481.25 | 143.5344 | 0 | 136.6994 | 0 | 0 | 0 | 0 | 0 | 0 | 0 | 0 | 0 | 222.6689 | 0 | 0 | 0 | 0 | 0 | 0 | 0 | 0 | 0 | 362.7042 | 0 | 0 | 0 | 0 | 0 | 0 | 0 | 0 | 0 | 590.807 | 0 | 0 | 0 | 0 | 0 | 0 | 0 | 0 | 0 | 962.3623 | 0 | 0 | 0 | 0
944 | PVC | 6 | 2018 |  | 50 | 10 | 2023 | 1.15% | 9985 | 998.5 | 1497.75 | 12481.25 | 143.5344 | 0 | 136.6994 | 0 | 0 | 0 | 0 | 0 | 0 | 0 | 0 | 0 | 222.6689 | 0 | 0 | 0 | 0 | 0 | 0 | 0 | 0 | 0 | 362.7042 | 0 | 0 | 0 | 0 | 0 | 0 | 0 | 0 | 0 | 590.807 | 0 | 0 | 0 | 0 | 0 | 0 | 0 | 0 | 0 | 962.3623 | 0 | 0 | 0 | 0
943 | PVC | 6 | 2018 |  | 50 | 10 | 2023 | 1.15% | 9985 | 998.5 | 1497.75 | 12481.25 | 143.5344 | 0 | 136.6994 | 0 | 0 | 0 | 0 | 0 | 0 | 0 | 0 | 0 | 222.6689 | 0 | 0 | 0 | 0 | 0 | 0 | 0 | 0 | 0 | 362.7042 | 0 | 0 | 0 | 0 | 0 | 0 | 0 | 0 | 0 | 590.807 | 0 | 0 | 0 | 0 | 0 | 0 | 0 | 0 | 0 | 962.3623 | 0 | 0 | 0 | 0
942 | PVC | 6 | 2018 |  | 50 | 10 | 2023 | 1.15% | 9985 | 998.5 | 1497.75 | 12481.25 | 143.5344 | 0 | 136.6994 | 0 | 0 | 0 | 0 | 0 | 0 | 0 | 0 | 0 | 222.6689 | 0 | 0 | 0 | 0 | 0 | 0 | 0 | 0 | 0 | 362.7042 | 0 | 0 | 0 | 0 | 0 | 0 | 0 | 0 | 0 | 590.807 | 0 | 0 | 0 | 0 | 0 | 0 | 0 | 0 | 0 | 962.3623 | 0 | 0 | 0 | 0
941 | PVC | 6 | 2018 |  | 50 | 10 | 2023 | 1.15% | 9985 | 998.5 | 1497.75 | 12481.25 | 143.5344 | 0 | 136.6994 | 0 | 0 | 0 | 0 | 0 | 0 | 0 | 0 | 0 | 222.6689 | 0 | 0 | 0 | 0 | 0 | 0 | 0 | 0 | 0 | 362.7042 | 0 | 0 | 0 | 0 | 0 | 0 | 0 | 0 | 0 | 590.807 | 0 | 0 | 0 | 0 | 0 | 0 | 0 | 0 | 0 | 962.3623 | 0 | 0 | 0 | 0
940 | PVC | 6 | 2018 |  | 50 | 10 | 2023 | 1.15% | 9985 | 998.5 | 1497.75 | 12481.25 | 143.5344 | 0 | 136.6994 | 0 | 0 | 0 | 0 | 0 | 0 | 0 | 0 | 0 | 222.6689 | 0 | 0 | 0 | 0 | 0 | 0 | 0 | 0 | 0 | 362.7042 | 0 | 0 | 0 | 0 | 0 | 0 | 0 | 0 | 0 | 590.807 | 0 | 0 | 0 | 0 | 0 | 0 | 0 | 0 | 0 | 962.3623 | 0 | 0 | 0 | 0
938 | PVC | 6 | 2018 |  | 50 | 10 | 2023 | 1.15% | 9985 | 998.5 | 1497.75 | 12481.25 | 143.5344 | 0 | 136.6994 | 0 | 0 | 0 | 0 | 0 | 0 | 0 | 0 | 0 | 222.6689 | 0 | 0 | 0 | 0 | 0 | 0 | 0 | 0 | 0 | 362.7042 | 0 | 0 | 0 | 0 | 0 | 0 | 0 | 0 | 0 | 590.807 | 0 | 0 | 0 | 0 | 0 | 0 | 0 | 0 | 0 | 962.3623 | 0 | 0 | 0 | 0
937 | PVC | 8 | 2018 |  | 50 | 10 | 2023 | 1.15% | 9985 | 998.5 | 1497.75 | 12481.25 | 143.5344 | 0 | 136.6994 | 0 | 0 | 0 | 0 | 0 | 0 | 0 | 0 | 0 | 222.6689 | 0 | 0 | 0 | 0 | 0 | 0 | 0 | 0 | 0 | 362.7042 | 0 | 0 | 0 | 0 | 0 | 0 | 0 | 0 | 0 | 590.807 | 0 | 0 | 0 | 0 | 0 | 0 | 0 | 0 | 0 | 962.3623 | 0 | 0 | 0 | 0
936 | PVC | 8 | 2018 |  | 50 | 10 | 2023 | 1.15% | 9985 | 998.5 | 1497.75 | 12481.25 | 143.5344 | 0 | 136.6994 | 0 | 0 | 0 | 0 | 0 | 0 | 0 | 0 | 0 | 222.6689 | 0 | 0 | 0 | 0 | 0 | 0 | 0 | 0 | 0 | 362.7042 | 0 | 0 | 0 | 0 | 0 | 0 | 0 | 0 | 0 | 590.807 | 0 | 0 | 0 | 0 | 0 | 0 | 0 | 0 | 0 | 962.3623 | 0 | 0 | 0 | 0
935 | PVC | 6 | 2018 |  | 50 | 10 | 2023 | 1.15% | 9985 | 998.5 | 1497.75 | 12481.25 | 143.5344 | 0 | 136.6994 | 0 | 0 | 0 | 0 | 0 | 0 | 0 | 0 | 0 | 222.6689 | 0 | 0 | 0 | 0 | 0 | 0 | 0 | 0 | 0 | 362.7042 | 0 | 0 | 0 | 0 | 0 | 0 | 0 | 0 | 0 | 590.807 | 0 | 0 | 0 | 0 | 0 | 0 | 0 | 0 | 0 | 962.3623 | 0 | 0 | 0 | 0
934 | PVC | 6 | 2018 |  | 50 | 10 | 2023 | 1.15% | 9985 | 998.5 | 1497.75 | 12481.25 | 143.5344 | 0 | 136.6994 | 0 | 0 | 0 | 0 | 0 | 0 | 0 | 0 | 0 | 222.6689 | 0 | 0 | 0 | 0 | 0 | 0 | 0 | 0 | 0 | 362.7042 | 0 | 0 | 0 | 0 | 0 | 0 | 0 | 0 | 0 | 590.807 | 0 | 0 | 0 | 0 | 0 | 0 | 0 | 0 | 0 | 962.3623 | 0 | 0 | 0 | 0
933 | PVC | 6 | 2018 |  | 50 | 10 | 2023 | 1.15% | 9985 | 998.5 | 1497.75 | 12481.25 | 143.5344 | 0 | 136.6994 | 0 | 0 | 0 | 0 | 0 | 0 | 0 | 0 | 0 | 222.6689 | 0 | 0 | 0 | 0 | 0 | 0 | 0 | 0 | 0 | 362.7042 | 0 | 0 | 0 | 0 | 0 | 0 | 0 | 0 | 0 | 590.807 | 0 | 0 | 0 | 0 | 0 | 0 | 0 | 0 | 0 | 962.3623 | 0 | 0 | 0 | 0
932 | PVC | 6 | 2018 |  | 50 | 10 | 2023 | 1.15% | 9985 | 998.5 | 1497.75 | 12481.25 | 143.5344 | 0 | 136.6994 | 0 | 0 | 0 | 0 | 0 | 0 | 0 | 0 | 0 | 222.6689 | 0 | 0 | 0 | 0 | 0 | 0 | 0 | 0 | 0 | 362.7042 | 0 | 0 | 0 | 0 | 0 | 0 | 0 | 0 | 0 | 590.807 | 0 | 0 | 0 | 0 | 0 | 0 | 0 | 0 | 0 | 962.3623 | 0 | 0 | 0 | 0
931 | PVC | 6 | 2018 |  | 50 | 10 | 2023 | 1.15% | 9985 | 998.5 | 1497.75 | 12481.25 | 143.5344 | 0 | 136.6994 | 0 | 0 | 0 | 0 | 0 | 0 | 0 | 0 | 0 | 222.6689 | 0 | 0 | 0 | 0 | 0 | 0 | 0 | 0 | 0 | 362.7042 | 0 | 0 | 0 | 0 | 0 | 0 | 0 | 0 | 0 | 590.807 | 0 | 0 | 0 | 0 | 0 | 0 | 0 | 0 | 0 | 962.3623 | 0 | 0 | 0 | 0
930 | PVC | 6 | 2018 |  | 50 | 10 | 2023 | 1.15% | 9985 | 998.5 | 1497.75 | 12481.25 | 143.5344 | 0 | 136.6994 | 0 | 0 | 0 | 0 | 0 | 0 | 0 | 0 | 0 | 222.6689 | 0 | 0 | 0 | 0 | 0 | 0 | 0 | 0 | 0 | 362.7042 | 0 | 0 | 0 | 0 | 0 | 0 | 0 | 0 | 0 | 590.807 | 0 | 0 | 0 | 0 | 0 | 0 | 0 | 0 | 0 | 962.3623 | 0 | 0 | 0 | 0
929 | PVC | 6 | 2018 |  | 50 | 10 | 2023 | 1.15% | 9985 | 998.5 | 1497.75 | 12481.25 | 143.5344 | 0 | 136.6994 | 0 | 0 | 0 | 0 | 0 | 0 | 0 | 0 | 0 | 222.6689 | 0 | 0 | 0 | 0 | 0 | 0 | 0 | 0 | 0 | 362.7042 | 0 | 0 | 0 | 0 | 0 | 0 | 0 | 0 | 0 | 590.807 | 0 | 0 | 0 | 0 | 0 | 0 | 0 | 0 | 0 | 962.3623 | 0 | 0 | 0 | 0
926 | PVC | 6 | 2018 |  | 50 | 10 | 2023 | 1.15% | 9985 | 998.5 | 1497.75 | 12481.25 | 143.5344 | 0 | 136.6994 | 0 | 0 | 0 | 0 | 0 | 0 | 0 | 0 | 0 | 222.6689 | 0 | 0 | 0 | 0 | 0 | 0 | 0 | 0 | 0 | 362.7042 | 0 | 0 | 0 | 0 | 0 | 0 | 0 | 0 | 0 | 590.807 | 0 | 0 | 0 | 0 | 0 | 0 | 0 | 0 | 0 | 962.3623 | 0 | 0 | 0 | 0
924 | PVC | 6 | 2018 |  | 50 | 10 | 2023 | 1.15% | 9985 | 998.5 | 1497.75 | 12481.25 | 143.5344 | 0 | 136.6994 | 0 | 0 | 0 | 0 | 0 | 0 | 0 | 0 | 0 | 222.6689 | 0 | 0 | 0 | 0 | 0 | 0 | 0 | 0 | 0 | 362.7042 | 0 | 0 | 0 | 0 | 0 | 0 | 0 | 0 | 0 | 590.807 | 0 | 0 | 0 | 0 | 0 | 0 | 0 | 0 | 0 | 962.3623 | 0 | 0 | 0 | 0
997 | PVC | 6 | 2019 |  | 50 | 10 | 2023 | 1.15% | 9985 | 998.5 | 1497.75 | 12481.25 | 143.5344 | 0 | 136.6994 | 0 | 0 | 0 | 0 | 0 | 0 | 0 | 0 | 0 | 222.6689 | 0 | 0 | 0 | 0 | 0 | 0 | 0 | 0 | 0 | 362.7042 | 0 | 0 | 0 | 0 | 0 | 0 | 0 | 0 | 0 | 590.807 | 0 | 0 | 0 | 0 | 0 | 0 | 0 | 0 | 0 | 962.3623 | 0 | 0 | 0 | 0
996 | PVC | 6 | 2019 |  | 50 | 10 | 2023 | 1.15% | 9985 | 998.5 | 1497.75 | 12481.25 | 143.5344 | 0 | 136.6994 | 0 | 0 | 0 | 0 | 0 | 0 | 0 | 0 | 0 | 222.6689 | 0 | 0 | 0 | 0 | 0 | 0 | 0 | 0 | 0 | 362.7042 | 0 | 0 | 0 | 0 | 0 | 0 | 0 | 0 | 0 | 590.807 | 0 | 0 | 0 | 0 | 0 | 0 | 0 | 0 | 0 | 962.3623 | 0 | 0 | 0 | 0
995 | PVC | 6 | 2019 |  | 50 | 10 | 2023 | 1.15% | 9985 | 998.5 | 1497.75 | 12481.25 | 143.5344 | 0 | 136.6994 | 0 | 0 | 0 | 0 | 0 | 0 | 0 | 0 | 0 | 222.6689 | 0 | 0 | 0 | 0 | 0 | 0 | 0 | 0 | 0 | 362.7042 | 0 | 0 | 0 | 0 | 0 | 0 | 0 | 0 | 0 | 590.807 | 0 | 0 | 0 | 0 | 0 | 0 | 0 | 0 | 0 | 962.3623 | 0 | 0 | 0 | 0
994 | PVC | 6 | 2019 |  | 50 | 10 | 2023 | 1.15% | 9985 | 998.5 | 1497.75 | 12481.25 | 143.5344 | 0 | 136.6994 | 0 | 0 | 0 | 0 | 0 | 0 | 0 | 0 | 0 | 222.6689 | 0 | 0 | 0 | 0 | 0 | 0 | 0 | 0 | 0 | 362.7042 | 0 | 0 | 0 | 0 | 0 | 0 | 0 | 0 | 0 | 590.807 | 0 | 0 | 0 | 0 | 0 | 0 | 0 | 0 | 0 | 962.3623 | 0 | 0 | 0 | 0
993 | PVC | 6 | 2019 |  | 50 | 10 | 2023 | 1.15% | 9985 | 998.5 | 1497.75 | 12481.25 | 143.5344 | 0 | 136.6994 | 0 | 0 | 0 | 0 | 0 | 0 | 0 | 0 | 0 | 222.6689 | 0 | 0 | 0 | 0 | 0 | 0 | 0 | 0 | 0 | 362.7042 | 0 | 0 | 0 | 0 | 0 | 0 | 0 | 0 | 0 | 590.807 | 0 | 0 | 0 | 0 | 0 | 0 | 0 | 0 | 0 | 962.3623 | 0 | 0 | 0 | 0
992 | PVC | 6 | 2019 |  | 50 | 10 | 2023 | 1.15% | 9985 | 998.5 | 1497.75 | 12481.25 | 143.5344 | 0 | 136.6994 | 0 | 0 | 0 | 0 | 0 | 0 | 0 | 0 | 0 | 222.6689 | 0 | 0 | 0 | 0 | 0 | 0 | 0 | 0 | 0 | 362.7042 | 0 | 0 | 0 | 0 | 0 | 0 | 0 | 0 | 0 | 590.807 | 0 | 0 | 0 | 0 | 0 | 0 | 0 | 0 | 0 | 962.3623 | 0 | 0 | 0 | 0
922 | PVC | 6 | 2019 |  | 50 | 10 | 2023 | 1.15% | 9985 | 998.5 | 1497.75 | 12481.25 | 143.5344 | 0 | 136.6994 | 0 | 0 | 0 | 0 | 0 | 0 | 0 | 0 | 0 | 222.6689 | 0 | 0 | 0 | 0 | 0 | 0 | 0 | 0 | 0 | 362.7042 | 0 | 0 | 0 | 0 | 0 | 0 | 0 | 0 | 0 | 590.807 | 0 | 0 | 0 | 0 | 0 | 0 | 0 | 0 | 0 | 962.3623 | 0 | 0 | 0 | 0
921 | PVC | 6 | 2019 |  | 50 | 10 | 2023 | 1.15% | 9985 | 998.5 | 1497.75 | 12481.25 | 143.5344 | 0 | 136.6994 | 0 | 0 | 0 | 0 | 0 | 0 | 0 | 0 | 0 | 222.6689 | 0 | 0 | 0 | 0 | 0 | 0 | 0 | 0 | 0 | 362.7042 | 0 | 0 | 0 | 0 | 0 | 0 | 0 | 0 | 0 | 590.807 | 0 | 0 | 0 | 0 | 0 | 0 | 0 | 0 | 0 | 962.3623 | 0 | 0 | 0 | 0
920 | PVC | 6 | 2019 |  | 50 | 10 | 2023 | 1.15% | 9985 | 998.5 | 1497.75 | 12481.25 | 143.5344 | 0 | 136.6994 | 0 | 0 | 0 | 0 | 0 | 0 | 0 | 0 | 0 | 222.6689 | 0 | 0 | 0 | 0 | 0 | 0 | 0 | 0 | 0 | 362.7042 | 0 | 0 | 0 | 0 | 0 | 0 | 0 | 0 | 0 | 590.807 | 0 | 0 | 0 | 0 | 0 | 0 | 0 | 0 | 0 | 962.3623 | 0 | 0 | 0 | 0
991 | PVC | 6 | 2020 |  | 50 | 10 | 2023 | 1.15% | 9985 | 998.5 | 1497.75 | 12481.25 | 143.5344 | 0 | 136.6994 | 0 | 0 | 0 | 0 | 0 | 0 | 0 | 0 | 0 | 222.6689 | 0 | 0 | 0 | 0 | 0 | 0 | 0 | 0 | 0 | 362.7042 | 0 | 0 | 0 | 0 | 0 | 0 | 0 | 0 | 0 | 590.807 | 0 | 0 | 0 | 0 | 0 | 0 | 0 | 0 | 0 | 962.3623 | 0 | 0 | 0 | 0
990 | PVC | 6 | 2020 |  | 50 | 10 | 2023 | 1.15% | 9985 | 998.5 | 1497.75 | 12481.25 | 143.5344 | 0 | 136.6994 | 0 | 0 | 0 | 0 | 0 | 0 | 0 | 0 | 0 | 222.6689 | 0 | 0 | 0 | 0 | 0 | 0 | 0 | 0 | 0 | 362.7042 | 0 | 0 | 0 | 0 | 0 | 0 | 0 | 0 | 0 | 590.807 | 0 | 0 | 0 | 0 | 0 | 0 | 0 | 0 | 0 | 962.3623 | 0 | 0 | 0 | 0
989 | PVC | 6 | 2020 |  | 50 | 10 | 2023 | 1.15% | 9985 | 998.5 | 1497.75 | 12481.25 | 143.5344 | 0 | 136.6994 | 0 | 0 | 0 | 0 | 0 | 0 | 0 | 0 | 0 | 222.6689 | 0 | 0 | 0 | 0 | 0 | 0 | 0 | 0 | 0 | 362.7042 | 0 | 0 | 0 | 0 | 0 | 0 | 0 | 0 | 0 | 590.807 | 0 | 0 | 0 | 0 | 0 | 0 | 0 | 0 | 0 | 962.3623 | 0 | 0 | 0 | 0
988 | PVC | 6 | 2020 |  | 50 | 10 | 2023 | 1.15% | 9985 | 998.5 | 1497.75 | 12481.25 | 143.5344 | 0 | 136.6994 | 0 | 0 | 0 | 0 | 0 | 0 | 0 | 0 | 0 | 222.6689 | 0 | 0 | 0 | 0 | 0 | 0 | 0 | 0 | 0 | 362.7042 | 0 | 0 | 0 | 0 | 0 | 0 | 0 | 0 | 0 | 590.807 | 0 | 0 | 0 | 0 | 0 | 0 | 0 | 0 | 0 | 962.3623 | 0 | 0 | 0 | 0
986 | PVC | 6 | 2020 |  | 50 | 10 | 2023 | 1.15% | 9985 | 998.5 | 1497.75 | 12481.25 | 143.5344 | 0 | 136.6994 | 0 | 0 | 0 | 0 | 0 | 0 | 0 | 0 | 0 | 222.6689 | 0 | 0 | 0 | 0 | 0 | 0 | 0 | 0 | 0 | 362.7042 | 0 | 0 | 0 | 0 | 0 | 0 | 0 | 0 | 0 | 590.807 | 0 | 0 | 0 | 0 | 0 | 0 | 0 | 0 | 0 | 962.3623 | 0 | 0 | 0 | 0
984 | PVC | 6 | 2020 |  | 50 | 10 | 2023 | 1.15% | 9985 | 998.5 | 1497.75 | 12481.25 | 143.5344 | 0 | 136.6994 | 0 | 0 | 0 | 0 | 0 | 0 | 0 | 0 | 0 | 222.6689 | 0 | 0 | 0 | 0 | 0 | 0 | 0 | 0 | 0 | 362.7042 | 0 | 0 | 0 | 0 | 0 | 0 | 0 | 0 | 0 | 590.807 | 0 | 0 | 0 | 0 | 0 | 0 | 0 | 0 | 0 | 962.3623 | 0 | 0 | 0 | 0
983 | PVC | 6 | 2020 |  | 50 | 10 | 2023 | 1.15% | 9985 | 998.5 | 1497.75 | 12481.25 | 143.5344 | 0 | 136.6994 | 0 | 0 | 0 | 0 | 0 | 0 | 0 | 0 | 0 | 222.6689 | 0 | 0 | 0 | 0 | 0 | 0 | 0 | 0 | 0 | 362.7042 | 0 | 0 | 0 | 0 | 0 | 0 | 0 | 0 | 0 | 590.807 | 0 | 0 | 0 | 0 | 0 | 0 | 0 | 0 | 0 | 962.3623 | 0 | 0 | 0 | 0
982 | PVC | 6 | 2020 |  | 50 | 10 | 2023 | 1.15% | 9985 | 998.5 | 1497.75 | 12481.25 | 143.5344 | 0 | 136.6994 | 0 | 0 | 0 | 0 | 0 | 0 | 0 | 0 | 0 | 222.6689 | 0 | 0 | 0 | 0 | 0 | 0 | 0 | 0 | 0 | 362.7042 | 0 | 0 | 0 | 0 | 0 | 0 | 0 | 0 | 0 | 590.807 | 0 | 0 | 0 | 0 | 0 | 0 | 0 | 0 | 0 | 962.3623 | 0 | 0 | 0 | 0
981 | PVC | 6 | 2020 |  | 50 | 10 | 2023 | 1.15% | 9985 | 998.5 | 1497.75 | 12481.25 | 143.5344 | 0 | 136.6994 | 0 | 0 | 0 | 0 | 0 | 0 | 0 | 0 | 0 | 222.6689 | 0 | 0 | 0 | 0 | 0 | 0 | 0 | 0 | 0 | 362.7042 | 0 | 0 | 0 | 0 | 0 | 0 | 0 | 0 | 0 | 590.807 | 0 | 0 | 0 | 0 | 0 | 0 | 0 | 0 | 0 | 962.3623 | 0 | 0 | 0 | 0
980 | PVC | 6 | 2020 |  | 50 | 10 | 2023 | 1.15% | 9985 | 998.5 | 1497.75 | 12481.25 | 143.5344 | 0 | 136.6994 | 0 | 0 | 0 | 0 | 0 | 0 | 0 | 0 | 0 | 222.6689 | 0 | 0 | 0 | 0 | 0 | 0 | 0 | 0 | 0 | 362.7042 | 0 | 0 | 0 | 0 | 0 | 0 | 0 | 0 | 0 | 590.807 | 0 | 0 | 0 | 0 | 0 | 0 | 0 | 0 | 0 | 962.3623 | 0 | 0 | 0 | 0
979 | PVC | 6 | 2020 |  | 50 | 10 | 2023 | 1.15% | 9985 | 998.5 | 1497.75 | 12481.25 | 143.5344 | 0 | 136.6994 | 0 | 0 | 0 | 0 | 0 | 0 | 0 | 0 | 0 | 222.6689 | 0 | 0 | 0 | 0 | 0 | 0 | 0 | 0 | 0 | 362.7042 | 0 | 0 | 0 | 0 | 0 | 0 | 0 | 0 | 0 | 590.807 | 0 | 0 | 0 | 0 | 0 | 0 | 0 | 0 | 0 | 962.3623 | 0 | 0 | 0 | 0
978 | PVC | 6 | 2020 |  | 50 | 10 | 2023 | 1.15% | 9985 | 998.5 | 1497.75 | 12481.25 | 143.5344 | 0 | 136.6994 | 0 | 0 | 0 | 0 | 0 | 0 | 0 | 0 | 0 | 222.6689 | 0 | 0 | 0 | 0 | 0 | 0 | 0 | 0 | 0 | 362.7042 | 0 | 0 | 0 | 0 | 0 | 0 | 0 | 0 | 0 | 590.807 | 0 | 0 | 0 | 0 | 0 | 0 | 0 | 0 | 0 | 962.3623 | 0 | 0 | 0 | 0
976 | PVC | 6 | 2020 |  | 50 | 10 | 2023 | 1.15% | 9985 | 998.5 | 1497.75 | 12481.25 | 143.5344 | 0 | 136.6994 | 0 | 0 | 0 | 0 | 0 | 0 | 0 | 0 | 0 | 222.6689 | 0 | 0 | 0 | 0 | 0 | 0 | 0 | 0 | 0 | 362.7042 | 0 | 0 | 0 | 0 | 0 | 0 | 0 | 0 | 0 | 590.807 | 0 | 0 | 0 | 0 | 0 | 0 | 0 | 0 | 0 | 962.3623 | 0 | 0 | 0 | 0
974 | PVC | 6 | 2020 |  | 50 | 10 | 2023 | 1.15% | 9985 | 998.5 | 1497.75 | 12481.25 | 143.5344 | 0 | 136.6994 | 0 | 0 | 0 | 0 | 0 | 0 | 0 | 0 | 0 | 222.6689 | 0 | 0 | 0 | 0 | 0 | 0 | 0 | 0 | 0 | 362.7042 | 0 | 0 | 0 | 0 | 0 | 0 | 0 | 0 | 0 | 590.807 | 0 | 0 | 0 | 0 | 0 | 0 | 0 | 0 | 0 | 962.3623 | 0 | 0 | 0 | 0
973 | PVC | 6 | 2020 |  | 50 | 10 | 2023 | 1.15% | 9985 | 998.5 | 1497.75 | 12481.25 | 143.5344 | 0 | 136.6994 | 0 | 0 | 0 | 0 | 0 | 0 | 0 | 0 | 0 | 222.6689 | 0 | 0 | 0 | 0 | 0 | 0 | 0 | 0 | 0 | 362.7042 | 0 | 0 | 0 | 0 | 0 | 0 | 0 | 0 | 0 | 590.807 | 0 | 0 | 0 | 0 | 0 | 0 | 0 | 0 | 0 | 962.3623 | 0 | 0 | 0 | 0
972 | PVC | 6 | 2020 |  | 50 | 10 | 2023 | 1.15% | 9985 | 998.5 | 1497.75 | 12481.25 | 143.5344 | 0 | 136.6994 | 0 | 0 | 0 | 0 | 0 | 0 | 0 | 0 | 0 | 222.6689 | 0 | 0 | 0 | 0 | 0 | 0 | 0 | 0 | 0 | 362.7042 | 0 | 0 | 0 | 0 | 0 | 0 | 0 | 0 | 0 | 590.807 | 0 | 0 | 0 | 0 | 0 | 0 | 0 | 0 | 0 | 962.3623 | 0 | 0 | 0 | 0
971 | PVC | 6 | 2020 |  | 50 | 10 | 2023 | 1.15% | 9985 | 998.5 | 1497.75 | 12481.25 | 143.5344 | 0 | 136.6994 | 0 | 0 | 0 | 0 | 0 | 0 | 0 | 0 | 0 | 222.6689 | 0 | 0 | 0 | 0 | 0 | 0 | 0 | 0 | 0 | 362.7042 | 0 | 0 | 0 | 0 | 0 | 0 | 0 | 0 | 0 | 590.807 | 0 | 0 | 0 | 0 | 0 | 0 | 0 | 0 | 0 | 962.3623 | 0 | 0 | 0 | 0
969 | PVC | 6 | 2020 |  | 50 | 10 | 2023 | 1.15% | 9985 | 998.5 | 1497.75 | 12481.25 | 143.5344 | 0 | 136.6994 | 0 | 0 | 0 | 0 | 0 | 0 | 0 | 0 | 0 | 222.6689 | 0 | 0 | 0 | 0 | 0 | 0 | 0 | 0 | 0 | 362.7042 | 0 | 0 | 0 | 0 | 0 | 0 | 0 | 0 | 0 | 590.807 | 0 | 0 | 0 | 0 | 0 | 0 | 0 | 0 | 0 | 962.3623 | 0 | 0 | 0 | 0
968 | PVC | 6 | 2020 |  | 50 | 10 | 2023 | 1.15% | 9985 | 998.5 | 1497.75 | 12481.25 | 143.5344 | 0 | 136.6994 | 0 | 0 | 0 | 0 | 0 | 0 | 0 | 0 | 0 | 222.6689 | 0 | 0 | 0 | 0 | 0 | 0 | 0 | 0 | 0 | 362.7042 | 0 | 0 | 0 | 0 | 0 | 0 | 0 | 0 | 0 | 590.807 | 0 | 0 | 0 | 0 | 0 | 0 | 0 | 0 | 0 | 962.3623 | 0 | 0 | 0 | 0
967 | PVC | 6 | 2020 |  | 50 | 10 | 2023 | 1.15% | 9985 | 998.5 | 1497.75 | 12481.25 | 143.5344 | 0 | 136.6994 | 0 | 0 | 0 | 0 | 0 | 0 | 0 | 0 | 0 | 222.6689 | 0 | 0 | 0 | 0 | 0 | 0 | 0 | 0 | 0 | 362.7042 | 0 | 0 | 0 | 0 | 0 | 0 | 0 | 0 | 0 | 590.807 | 0 | 0 | 0 | 0 | 0 | 0 | 0 | 0 | 0 | 962.3623 | 0 | 0 | 0 | 0
966 | PVC | 6 | 2020 |  | 50 | 10 | 2023 | 1.15% | 9985 | 998.5 | 1497.75 | 12481.25 | 143.5344 | 0 | 136.6994 | 0 | 0 | 0 | 0 | 0 | 0 | 0 | 0 | 0 | 222.6689 | 0 | 0 | 0 | 0 | 0 | 0 | 0 | 0 | 0 | 362.7042 | 0 | 0 | 0 | 0 | 0 | 0 | 0 | 0 | 0 | 590.807 | 0 | 0 | 0 | 0 | 0 | 0 | 0 | 0 | 0 | 962.3623 | 0 | 0 | 0 | 0
963 | PVC | 6 | 2020 |  | 50 | 10 | 2023 | 1.15% | 9985 | 998.5 | 1497.75 | 12481.25 | 143.5344 | 0 | 136.6994 | 0 | 0 | 0 | 0 | 0 | 0 | 0 | 0 | 0 | 222.6689 | 0 | 0 | 0 | 0 | 0 | 0 | 0 | 0 | 0 | 362.7042 | 0 | 0 | 0 | 0 | 0 | 0 | 0 | 0 | 0 | 590.807 | 0 | 0 | 0 | 0 | 0 | 0 | 0 | 0 | 0 | 962.3623 | 0 | 0 | 0 | 0
962 | PVC | 6 | 2020 |  | 50 | 10 | 2023 | 1.15% | 9985 | 998.5 | 1497.75 | 12481.25 | 143.5344 | 0 | 136.6994 | 0 | 0 | 0 | 0 | 0 | 0 | 0 | 0 | 0 | 222.6689 | 0 | 0 | 0 | 0 | 0 | 0 | 0 | 0 | 0 | 362.7042 | 0 | 0 | 0 | 0 | 0 | 0 | 0 | 0 | 0 | 590.807 | 0 | 0 | 0 | 0 | 0 | 0 | 0 | 0 | 0 | 962.3623 | 0 | 0 | 0 | 0
961 | PVC | 6 | 2020 |  | 50 | 10 | 2023 | 1.15% | 9985 | 998.5 | 1497.75 | 12481.25 | 143.5344 | 0 | 136.6994 | 0 | 0 | 0 | 0 | 0 | 0 | 0 | 0 | 0 | 222.6689 | 0 | 0 | 0 | 0 | 0 | 0 | 0 | 0 | 0 | 362.7042 | 0 | 0 | 0 | 0 | 0 | 0 | 0 | 0 | 0 | 590.807 | 0 | 0 | 0 | 0 | 0 | 0 | 0 | 0 | 0 | 962.3623 | 0 | 0 | 0 | 0
960 | PVC | 6 | 2020 |  | 50 | 10 | 2023 | 1.15% | 9985 | 998.5 | 1497.75 | 12481.25 | 143.5344 | 0 | 136.6994 | 0 | 0 | 0 | 0 | 0 | 0 | 0 | 0 | 0 | 222.6689 | 0 | 0 | 0 | 0 | 0 | 0 | 0 | 0 | 0 | 362.7042 | 0 | 0 | 0 | 0 | 0 | 0 | 0 | 0 | 0 | 590.807 | 0 | 0 | 0 | 0 | 0 | 0 | 0 | 0 | 0 | 962.3623 | 0 | 0 | 0 | 0
959 | PVC | 6 | 2020 |  | 50 | 10 | 2023 | 1.15% | 9985 | 998.5 | 1497.75 | 12481.25 | 143.5344 | 0 | 136.6994 | 0 | 0 | 0 | 0 | 0 | 0 | 0 | 0 | 0 | 222.6689 | 0 | 0 | 0 | 0 | 0 | 0 | 0 | 0 | 0 | 362.7042 | 0 | 0 | 0 | 0 | 0 | 0 | 0 | 0 | 0 | 590.807 | 0 | 0 | 0 | 0 | 0 | 0 | 0 | 0 | 0 | 962.3623 | 0 | 0 | 0 | 0
957 | PVC | 6 | 2020 |  | 50 | 10 | 2023 | 1.15% | 9985 | 998.5 | 1497.75 | 12481.25 | 143.5344 | 0 | 136.6994 | 0 | 0 | 0 | 0 | 0 | 0 | 0 | 0 | 0 | 222.6689 | 0 | 0 | 0 | 0 | 0 | 0 | 0 | 0 | 0 | 362.7042 | 0 | 0 | 0 | 0 | 0 | 0 | 0 | 0 | 0 | 590.807 | 0 | 0 | 0 | 0 | 0 | 0 | 0 | 0 | 0 | 962.3623 | 0 | 0 | 0 | 0
955 | PVC | 6 | 2020 |  | 50 | 10 | 2023 | 1.15% | 9985 | 998.5 | 1497.75 | 12481.25 | 143.5344 | 0 | 136.6994 | 0 | 0 | 0 | 0 | 0 | 0 | 0 | 0 | 0 | 222.6689 | 0 | 0 | 0 | 0 | 0 | 0 | 0 | 0 | 0 | 362.7042 | 0 | 0 | 0 | 0 | 0 | 0 | 0 | 0 | 0 | 590.807 | 0 | 0 | 0 | 0 | 0 | 0 | 0 | 0 | 0 | 962.3623 | 0 | 0 | 0 | 0
954 | PVC | 6 | 2020 |  | 50 | 10 | 2023 | 1.15% | 9985 | 998.5 | 1497.75 | 12481.25 | 143.5344 | 0 | 136.6994 | 0 | 0 | 0 | 0 | 0 | 0 | 0 | 0 | 0 | 222.6689 | 0 | 0 | 0 | 0 | 0 | 0 | 0 | 0 | 0 | 362.7042 | 0 | 0 | 0 | 0 | 0 | 0 | 0 | 0 | 0 | 590.807 | 0 | 0 | 0 | 0 | 0 | 0 | 0 | 0 | 0 | 962.3623 | 0 | 0 | 0 | 0
953 | PVC | 6 | 2020 |  | 50 | 10 | 2023 | 1.15% | 9985 | 998.5 | 1497.75 | 12481.25 | 143.5344 | 0 | 136.6994 | 0 | 0 | 0 | 0 | 0 | 0 | 0 | 0 | 0 | 222.6689 | 0 | 0 | 0 | 0 | 0 | 0 | 0 | 0 | 0 | 362.7042 | 0 | 0 | 0 | 0 | 0 | 0 | 0 | 0 | 0 | 590.807 | 0 | 0 | 0 | 0 | 0 | 0 | 0 | 0 | 0 | 962.3623 | 0 | 0 | 0 | 0
951 | PVC | 6 | 2020 |  | 50 | 10 | 2023 | 1.15% | 9985 | 998.5 | 1497.75 | 12481.25 | 143.5344 | 0 | 136.6994 | 0 | 0 | 0 | 0 | 0 | 0 | 0 | 0 | 0 | 222.6689 | 0 | 0 | 0 | 0 | 0 | 0 | 0 | 0 | 0 | 362.7042 | 0 | 0 | 0 | 0 | 0 | 0 | 0 | 0 | 0 | 590.807 | 0 | 0 | 0 | 0 | 0 | 0 | 0 | 0 | 0 | 962.3623 | 0 | 0 | 0 | 0
950 | PVC | 6 | 2020 |  | 50 | 10 | 2023 | 1.15% | 9985 | 998.5 | 1497.75 | 12481.25 | 143.5344 | 0 | 136.6994 | 0 | 0 | 0 | 0 | 0 | 0 | 0 | 0 | 0 | 222.6689 | 0 | 0 | 0 | 0 | 0 | 0 | 0 | 0 | 0 | 362.7042 | 0 | 0 | 0 | 0 | 0 | 0 | 0 | 0 | 0 | 590.807 | 0 | 0 | 0 | 0 | 0 | 0 | 0 | 0 | 0 | 962.3623 | 0 | 0 | 0 | 0
949 | PVC | 6 | 2020 |  | 50 | 10 | 2023 | 1.15% | 9985 | 998.5 | 1497.75 | 12481.25 | 143.5344 | 0 | 136.6994 | 0 | 0 | 0 | 0 | 0 | 0 | 0 | 0 | 0 | 222.6689 | 0 | 0 | 0 | 0 | 0 | 0 | 0 | 0 | 0 | 362.7042 | 0 | 0 | 0 | 0 | 0 | 0 | 0 | 0 | 0 | 590.807 | 0 | 0 | 0 | 0 | 0 | 0 | 0 | 0 | 0 | 962.3623 | 0 | 0 | 0 | 0
948 | PVC | 6 | 2020 |  | 50 | 10 | 2023 | 1.15% | 9985 | 998.5 | 1497.75 | 12481.25 | 143.5344 | 0 | 136.6994 | 0 | 0 | 0 | 0 | 0 | 0 | 0 | 0 | 0 | 222.6689 | 0 | 0 | 0 | 0 | 0 | 0 | 0 | 0 | 0 | 362.7042 | 0 | 0 | 0 | 0 | 0 | 0 | 0 | 0 | 0 | 590.807 | 0 | 0 | 0 | 0 | 0 | 0 | 0 | 0 | 0 | 962.3623 | 0 | 0 | 0 | 0
947 | PVC | 6 | 2020 |  | 50 | 10 | 2023 | 1.15% | 9985 | 998.5 | 1497.75 | 12481.25 | 143.5344 | 0 | 136.6994 | 0 | 0 | 0 | 0 | 0 | 0 | 0 | 0 | 0 | 222.6689 | 0 | 0 | 0 | 0 | 0 | 0 | 0 | 0 | 0 | 362.7042 | 0 | 0 | 0 | 0 | 0 | 0 | 0 | 0 | 0 | 590.807 | 0 | 0 | 0 | 0 | 0 | 0 | 0 | 0 | 0 | 962.3623 | 0 | 0 | 0 | 0
946 | PVC | 6 | 2023 |  | 50 | 10 | 2023 | 1.15% | 9985 | 998.5 | 1497.75 | 12481.25 | 143.5344 | 0 | 12029.5476 | 0 | 0 | 0 | 0 | 0 | 0 | 0 | 0 | 0 | 222.6689 | 0 | 0 | 0 | 0 | 0 | 0 | 0 | 0 | 0 | 362.7042 | 0 | 0 | 0 | 0 | 0 | 0 | 0 | 0 | 0 | 590.807 | 0 | 0 | 0 | 0 | 0 | 0 | 0 | 0 | 0 | 962.3623 | 0 | 0 | 0 | 0
945 | PVC | 6 | 2023 |  | 50 | 10 | 2023 | 1.15% | 9985 | 998.5 | 1497.75 | 12481.25 | 143.5344 | 0 | 12029.5476 | 0 | 0 | 0 | 0 | 0 | 0 | 0 | 0 | 0 | 222.6689 | 0 | 0 | 0 | 0 | 0 | 0 | 0 | 0 | 0 | 362.7042 | 0 | 0 | 0 | 0 | 0 | 0 | 0 | 0 | 0 | 590.807 | 0 | 0 | 0 | 0 | 0 | 0 | 0 | 0 | 0 | 962.3623 | 0 | 0 | 0 | 0
[12 empty] | 11145756.25 | 128176.1969 | 13018.9909 | 36225.3423 | 14496.9719 | 15071.1094 | 15824.6648 | 497147.6707 | 63505.9625 | 647211.2465 | 103868.8867 | 855533.3969 | 21206.5644 | 79047.4687 | 23614.0396 | 109980.6359 | 25776.7115 | 71453.0444 | 103444.5211 | 844166.9714 | 307051.189 | 235552.1264 | 277727.8004 | 767119.4188 | 71978.6519 | 532642.0237 | 1028275.0239 | 116389.48 | 738808.6768 | 1075647.1064 | 904360.1473 | 1468309.3363 | 2284453.5404 | 2237385.92 | 9397641.2114 | 3103101.2521 | 3137884.125 | 2780597.5804 | 738955.2971 | 149638.4477 | 156289.0453 | 317732.3039 | 570085.076 | 426326.484 | 1435892.6197 | 1973468.1818 | 307479.0748 | 514693.2339

## Plastic Tees
BAXTER WATER UTILITY INFRASTRUCTURE CAPITAL IMPROVEMENTS PLAN | [8 empty] | SEH File: | C:\Users\tthompson\AppData\Local\Microsoft\Windows\INetCache\Content.Outlook\G3B1OTAF\[Baxter Water System CAMP.v5.xlsx]Annual Summary
| Room Name | Facility Element | Type of Equipment | Equipment Name | Quantity | Year New | Installed Value Per Each Year ($) | Useful Life (Years) | O&M Percentage of Total Installed Replacement Value (%) | Installed Value Total ($) | O&M Cost Per Year ($) | Current Installed Replacement Value Total
[12 empty] | 0 | 1 | 2 | 3 | 4 | 5 | 6 | 7 | 8 | 9 | 10 | 11 | 12 | 13 | 14 | 15 | 16 | 17 | 18 | 19 | 20 | 21 | 22 | 23 | 24 | 25 | 26 | 27 | 28 | 29 | 30 | 31 | 32 | 33 | 34 | 35 | 36 | 37 | 38 | 39 | 40
Water Main Plastic Tees
|  | Services |  |  | 0
10-year street
Copper services only last 50 years